## Components
component	subnet	location	type	subtype	resistance	config	index	contacts	unused	used	1H	2H	3H	4H	5H	6H	7H	8H	9H	10H	key
12LOSTER	Case A		relay	time element	10	{"pickupTime":5}	33		-1	1	1	0	0	0	0	0	0	0	0	0	Case A 12LOSTER
12NLPR	Case A		relay		1000		15	4	2	2	1	1	0	0	0	0	0	0	0	0	Case A 12NLPR
12NWPR	Case A		relay	biased neutral	300		12	4	2	2	1	1	0	0	0	0	0	0	0	0	Case A 12NWPR
12RLPR	Case A		relay		1000		16	4	2	2	1	1	0	0	0	0	0	0	0	0	Case A 12RLPR
12RWPR	Case A		relay	biased neutral	300		13	4	2	2	1	1	0	0	0	0	0	0	0	0	Case A 12RWPR
12SCC-FUSE	Case A		fuse						0	0	0	0	0	0	0	0	0	0	0	0	Case A 12SCC-FUSE
12STI	Case A		terminal						0	0	0	0	0	0	0	0	0	0	0	0	Case A 12STI
12T TEST TERM	Case A		test terminal						0	0	0	0	0	0	0	0	0	0	0	0	Case A 12T TEST TERM
12T TRK RESISTOR 1	Case A		resistor		5				0	0	0	0	0	0	0	0	0	0	0	0	Case A 12T TRK RESISTOR 1
12T TRK RESISTOR 2	Case A		resistor		5		3		0	0	0	0	0	0	0	0	0	0	0	0	Case A 12T TRK RESISTOR 2
12TE	Case A	lever top	time element						0	0	0	0	0	0	0	0	0	0	0	0	Case A 12TE
12TPR	Case A		relay		150		34	2	0	2	1	1	0	0	0	0	0	0	0	0	Case A 12TPR
12TR	Case A		relay		4		46	4	3	1	1	0	0	0	0	0	0	0	0	0	Case A 12TR
12WCR	Case A		relay		1000		17	4	3	1	1	0	0	0	0	0	0	0	0	0	Case A 12WCR
14ADR	Case A		relay		670		26	4	2	2	1	1	0	0	0	0	0	0	0	0	Case A 14ADR
14BHR	Case A		relay		670		27	4	2	2	1	1	0	0	0	0	0	0	0	0	Case A 14BHR
15AGE RESISTOR	Case A		resistor		0.1				0	0	0	0	0	0	0	0	0	0	0	0	Case A 15AGE RESISTOR
15BGE RESISTOR	Case A		resistor		0.1				0	0	0	0	0	0	0	0	0	0	0	0	Case A 15BGE RESISTOR
15HDPR	Case A		relay	slow release	250	{"dropTime":1.1}	14	4	1	3	1	0	1	1	0	0	0	0	0	0	Case A 15HDPR
15HDR	Case A		relay	polar	670		11	6	5	1	1	0	0	0	0	0	0	0	0	0	Case A 15HDR
16ADR	Case A		relay		150		22	2	0	2	1	1	0	0	0	0	0	0	0	0	Case A 16ADR
16AGE RESISTOR	Case A		resistor		0.1				0	0	0	0	0	0	0	0	0	0	0	0	Case A 16AGE RESISTOR
16AHR	Case A		relay		150		21	2	0	2	1	1	0	0	0	0	0	0	0	0	Case A 16AHR
16AR	Case A		relay		670		47	4	0	4	1	1	1	1	0	0	0	0	0	0	Case A 16AR
16BDR	Case A		relay		150		24	2	1	1	1	0	0	0	0	0	0	0	0	0	Case A 16BDR
16BGE RESISTOR	Case A		resistor		0.1				0	0	0	0	0	0	0	0	0	0	0	0	Case A 16BGE RESISTOR
16BHDGPR	Case A		relay		670		36	4	1	3	1	1	0	1	0	0	0	0	0	0	Case A 16BHDGPR
16BHR	Case A		relay		150		23	2	0	2	1	1	0	0	0	0	0	0	0	0	Case A 16BHR
16COSPR	Case A		relay		670		25	4	2	2	1	1	0	0	0	0	0	0	0	0	Case A 16COSPR
16CRGE RESISTOR	Case A		resistor		0.1				0	0	0	0	0	0	0	0	0	0	0	0	Case A 16CRGE RESISTOR
16HDGPR	Case A		relay		670		37	4	1	3	1	1	1	0	0	0	0	0	0	0	Case A 16HDGPR
9-10LOSTER	Case A		relay	time element	10	{"pickupTime":5}	31		-1	1	1	0	0	0	0	0	0	0	0	0	Case A 9-10LOSTER
9-10T TEST TERM	Case A		test terminal						0	0	0	0	0	0	0	0	0	0	0	0	Case A 9-10T TEST TERM
9-10T TRK RESISTOR 1	Case A		resistor		5				0	0	0	0	0	0	0	0	0	0	0	0	Case A 9-10T TRK RESISTOR 1
9-10T TRK RESISTOR 2	Case A		resistor		5				0	0	0	0	0	0	0	0	0	0	0	0	Case A 9-10T TRK RESISTOR 2
9-10TE	Case A	lever top	time element						0	0	0	0	0	0	0	0	0	0	0	0	Case A 9-10TE
9-10TPR	Case A		relay		150		32	2	0	2	1	1	0	0	0	0	0	0	0	0	Case A 9-10TPR
9-10TR	Case A		relay		4		45	4	3	1	1	0	0	0	0	0	0	0	0	0	Case A 9-10TR
B10-CASEA	Case A		bus						0	0	0	0	0	0	0	0	0	0	0	0	Case A B10-CASEA
BX10-CASEA	Case A		bus						0	0	0	0	0	0	0	0	0	0	0	0	Case A BX10-CASEA
BX6-CASEA	Case A		bus						0	0	0	0	0	0	0	0	0	0	0	0	Case A BX6-CASEA
CASEA	Case A		terminal						0	0	0	0	0	0	0	0	0	0	0	0	Case A CASEA
CASEA-CRAGG	Case A		power supply			{"channels":[["-", "+", 10]]}			0	0	0	0	0	0	0	0	0	0	0	0	Case A CASEA-CRAGG
CASEA-W10	Case A		power supply			{"channels":[["NX10", "BX10", 10], ["NX6", "BX6", 6]]}			0	0	0	0	0	0	0	0	0	0	0	0	Case A CASEA-W10
N10-CASEA	Case A		bus						0	0	0	0	0	0	0	0	0	0	0	0	Case A N10-CASEA
N10-TWR	Case A		bus						0	0	0	0	0	0	0	0	0	0	0	0	Case A N10-TWR
NX10-CASEA	Case A		bus						0	0	0	0	0	0	0	0	0	0	0	0	Case A NX10-CASEA
NX6-CASEA	Case A		bus						0	0	0	0	0	0	0	0	0	0	0	0	Case A NX6-CASEA
2AGE RESISTOR	Case B		resistor		0.1				0	0	0	0	0	0	0	0	0	0	0	0	Case B 2AGE RESISTOR
2BGE RESISTOR	Case B		resistor		0.1				0	0	0	0	0	0	0	0	0	0	0	0	Case B 2BGE RESISTOR
2COSPR	Case B		relay		670		21	4	1	3	1	0	1	1	0	0	0	0	0	0	Case B 2COSPR
2DR	Case B		relay		670		23	4	1	3	1	0	1	1	0	0	0	0	0	0	Case B 2DR
2HR	Case B		relay		670		22	4	1	3	1	0	1	1	0	0	0	0	0	0	Case B 2HR
2T TRK ARRESTOR	Case B		arrestor						0	0	0	0	0	0	0	0	0	0	0	0	Case B 2T TRK ARRESTOR
3COSPR	Case B		relay		670		31	4	0	4	1	1	1	1	0	0	0	0	0	0	Case B 3COSPR
3DR	Case B		relay		670		33	4	0	4	1	1	1	1	0	0	0	0	0	0	Case B 3DR
3GE RESISTOR	Case B		resistor		0.1				0	0	0	0	0	0	0	0	0	0	0	0	Case B 3GE RESISTOR
3HR	Case B		relay		670		32	4	0	4	1	1	1	1	0	0	0	0	0	0	Case B 3HR
4GE RESISTOR	Case B		resistor		0.1				0	0	0	0	0	0	0	0	0	0	0	0	Case B 4GE RESISTOR
4HR	Case B		relay		670		13	4	1	3	1	0	1	1	0	0	0	0	0	0	Case B 4HR
B10-TWR	Case B		bus						0	0	0	0	0	0	0	0	0	0	0	0	Case B B10-TWR
BX10-CASEB	Case B		bus						0	0	0	0	0	0	0	0	0	0	0	0	Case B BX10-CASEB
BX110 FUSE	Case B		fuse						0	0	0	0	0	0	0	0	0	0	0	0	Case B BX110 FUSE
CASEB	Case B		terminal						0	0	0	0	0	0	0	0	0	0	0	0	Case B CASEB
CASEB-W10	Case B		power supply			{"channels":[["NX10", "BX10", 10]]}			0	0	0	0	0	0	0	0	0	0	0	0	Case B CASEB-W10
N10-TWR	Case B		bus						0	0	0	0	0	0	0	0	0	0	0	0	Case B N10-TWR
NX10-CASEB	Case B		bus						0	0	0	0	0	0	0	0	0	0	0	0	Case B NX10-CASEB
SIG2	Case B		terminal						0	0	0	0	0	0	0	0	0	0	0	0	Case B SIG2
SIG3	Case B		terminal						0	0	0	0	0	0	0	0	0	0	0	0	Case B SIG3
SIG4	Case B		terminal						0	0	0	0	0	0	0	0	0	0	0	0	Case B SIG4
15AGE RESISTOR	Case C		resistor		0.1				0	0	0	0	0	0	0	0	0	0	0	0	Case C 15AGE RESISTOR
15BGE RESISTOR	Case C		resistor		0.1				0	0	0	0	0	0	0	0	0	0	0	0	Case C 15BGE RESISTOR
16AGE RESISTOR	Case C		resistor		0.1				0	0	0	0	0	0	0	0	0	0	0	0	Case C 16AGE RESISTOR
16BGE RESISTOR	Case C		resistor		0.1				0	0	0	0	0	0	0	0	0	0	0	0	Case C 16BGE RESISTOR
16CRGE RESISTOR	Case C		resistor		0.1				0	0	0	0	0	0	0	0	0	0	0	0	Case C 16CRGE RESISTOR
1COR	Case C		relay		670		23	4	0	4	1	1	1	1	0	0	0	0	0	0	Case C 1COR
1GE RESISTOR	Case C		resistor		0.1				0	0	0	0	0	0	0	0	0	0	0	0	Case C 1GE RESISTOR
1HDPR	Case C		relay	polar	250	{"retainedNeutral": true}	24	4	0	4	1	1	1	1	0	0	0	0	0	0	Case C 1HDPR
1MGE RESISTOR	Case C		resistor		0.1				0	0	0	0	0	0	0	0	0	0	0	0	Case C 1MGE RESISTOR
1T RESISTANCE UNIT 1	Case C		resistor		5				0	0	0	0	0	0	0	0	0	0	0	0	Case C 1T RESISTANCE UNIT 1
1T RESISTANCE UNIT 2	Case C		resistor		5				0	0	0	0	0	0	0	0	0	0	0	0	Case C 1T RESISTANCE UNIT 2
1T TEST TERM	Case C		test terminal						0	0	0	0	0	0	0	0	0	0	0	0	Case C 1T TEST TERM
1TBX ARRESTOR	Case C		arrestor						0	0	0	0	0	0	0	0	0	0	0	0	Case C 1TBX ARRESTOR
1TNX ARRESTOR	Case C		arrestor						0	0	0	0	0	0	0	0	0	0	0	0	Case C 1TNX ARRESTOR
1TR	Case C		relay		4		31	4	2	2	1	1	0	0	0	0	0	0	0	0	Case C 1TR
6NLPR	Case C		relay		670		12	4	2	2	1	1	0	0	0	0	0	0	0	0	Case C 6NLPR
6NWPR	Case C		relay	biased neutral	300		21	4	0	4	1	1	1	1	0	0	0	0	0	0	Case C 6NWPR
6RLPR	Case C		relay		670		13	4	2	2	1	1	0	0	0	0	0	0	0	0	Case C 6RLPR
6RWPR	Case C		relay	biased neutral	300		22	4	2	2	1	1	0	0	0	0	0	0	0	0	Case C 6RWPR
6SCC-FUSE	Case C		fuse						0	0	0	0	0	0	0	0	0	0	0	0	Case C 6SCC-FUSE
6STI	Case C		terminal						0	0	0	0	0	0	0	0	0	0	0	0	Case C 6STI
6WCR	Case C		relay		670		14	4	1	3	1	0	1	1	0	0	0	0	0	0	Case C 6WCR
B10-CASEC	Case C		bus						0	0	0	0	0	0	0	0	0	0	0	0	Case C B10-CASEC
CASEC	Case C		terminal						0	0	0	0	0	0	0	0	0	0	0	0	Case C CASEC
CASEC-CRAGG	Case C		power supply			{"channels":[["-", "+", 10]]}			0	0	0	0	0	0	0	0	0	0	0	0	Case C CASEC-CRAGG
CASEC-LTG	Case C		terminal						0	0	0	0	0	0	0	0	0	0	0	0	Case C CASEC-LTG
CASEC-W10	Case C		power supply			{"channels":[["NX10", "BX10", 10], ["NX6", "BX6", 6]]}			0	0	0	0	0	0	0	0	0	0	0	0	Case C CASEC-W10
N10-CASEC	Case C		bus						0	0	0	0	0	0	0	0	0	0	0	0	Case C N10-CASEC
N10-TWR	Case C		bus						0	0	0	0	0	0	0	0	0	0	0	0	Case C N10-TWR
1-2-3ASR	Tower	shelf 4	relay			{"pickupTime":2.3,"dropTime":1.3}	2	4	2	2	1	1	0	0	0	0	0	0	0	0	Tower 1-2-3ASR
10NWPR	Tower	shelf 1	relay		500		3	4	0	4	1	1	1	1	0	0	0	0	0	0	Tower 10NWPR
10RWPR	Tower	shelf 1	relay		500		4	4	1	3	1	1	1	0	0	0	0	0	0	0	Tower 10RWPR
10WCKE	Tower	model board	light			{"volts":12,"watts":6}			0	0	0	0	0	0	0	0	0	0	0	0	Tower 10WCKE
12NWPPR	Tower	shelf 1	relay	biased neutral	300		7	4	0	4	1	1	1	1	0	0	0	0	0	0	Tower 12NWPPR
12RWPPR	Tower	shelf 1	relay	biased neutral	300		8	4	0	4	1	1	1	1	0	0	0	0	0	0	Tower 12RWPPR
12TE	Tower	lever top	time element						-2	2	1	0	0	0	1	0	0	0	0	0	Tower 12TE
12TKE	Tower	model board	light			{"volts":12,"watts":4}			0	0	0	0	0	0	0	0	0	0	0	0	Tower 12TKE
12TPPR	Tower	shelf 3	relay		670		6	4	3	1	0	1	0	0	0	0	0	0	0	0	Tower 12TPPR
12TPSR	Tower	shelf 4	relay		500		7	6	2	4	1	1	1	1	0	0	0	0	0	0	Tower 12TPSR
12WCKE	Tower	model board	light			{"volts":12,"watts":6}			0	0	0	0	0	0	0	0	0	0	0	0	Tower 12WCKE
12WCKR	Tower	shelf 4	relay		250		8	10	0	10	1	1	1	1	1	1	1	1	1	1	Tower 12WCKR
14-15-16ASR	Tower	shelf 4	relay			{"pickupTime":2.3,"dropTime":1.3}	6	4	2	2	1	1	0	0	0	0	0	0	0	0	Tower 14-15-16ASR
14-16COPB	Tower	lever top	button						-1	1	1	0	0	0	0	0	0	0	0	0	Tower 14-16COPB
14-16COSR	Tower	shelf 2	relay		1000		2	4	0	4	1	1	1	1	0	0	0	0	0	0	Tower 14-16COSR
14AKSR	Tower	rack	relay		500			4	3	1	1	0	0	0	0	0	0	0	0	0	Tower 14AKSR
14AR	Tower	shelf 4	relay		1000		9	4	2	2	1	0	0	1	0	0	0	0	0	0	Tower 14AR
14AT TEST TERM	Tower	shelf 3	test terminal						0	0	0	0	0	0	0	0	0	0	0	0	Tower 14AT TEST TERM
14AT TRK RESISTOR 1	Tower	shelf 3	resistor		5				0	0	0	0	0	0	0	0	0	0	0	0	Tower 14AT TRK RESISTOR 1
14AT TRK RESISTOR 2	Tower	shelf 3	resistor		5				0	0	0	0	0	0	0	0	0	0	0	0	Tower 14AT TRK RESISTOR 2
14ATKE	Tower	model board	light			{"volts":12,"watts":2}			0	0	0	0	0	0	0	0	0	0	0	0	Tower 14ATKE
14ATKE1	Tower	model board	light			{"volts":12,"watts":6}			0	0	0	0	0	0	0	0	0	0	0	0	Tower 14ATKE1
14ATPR	Tower	shelf 3	relay	interlocking	500		4	4	2	2	0	0	0	0	1	0	1	0	0	0	Tower 14ATPR
14ATR	Tower	shelf 3	relay		4		2	4	2	2	1	1	0	0	0	0	0	0	0	0	Tower 14ATR
14BT TEST TERM	Tower	shelf 3	test terminal						0	0	0	0	0	0	0	0	0	0	0	0	Tower 14BT TEST TERM
14BT TRK RESISTOR 1	Tower	shelf 3	resistor		5				0	0	0	0	0	0	0	0	0	0	0	0	Tower 14BT TRK RESISTOR 1
14BT TRK RESISTOR 2	Tower	shelf 3	resistor		5				0	0	0	0	0	0	0	0	0	0	0	0	Tower 14BT TRK RESISTOR 2
14BTKE	Tower	model board	light			{"volts":12,"watts":2}			0	0	0	0	0	0	0	0	0	0	0	0	Tower 14BTKE
14BTKE1	Tower	model board	light			{"volts":12,"watts":6}			0	0	0	0	0	0	0	0	0	0	0	0	Tower 14BTKE1
14BTPR	Tower	shelf 3	relay	interlocking	500		5	4	2	2	0	1	0	1	0	0	0	0	0	0	Tower 14BTPR
14BTR	Tower	shelf 3	relay		2		3	4	2	2	1	1	0	0	0	0	0	0	0	0	Tower 14BTR
14GKE	Tower	model board	light			{"volts":12,"watts":2}			0	0	0	0	0	0	0	0	0	0	0	0	Tower 14GKE
14HDGPR	Tower	rack	relay		500				0	0	0	0	0	0	0	0	0	0	0	0	Tower 14HDGPR
14RGPR	Tower	rack	relay		500				-4	4	1	1	1	1	0	0	0	0	0	0	Tower 14RGPR
15DR	Tower	rack	relay		500				-2	2	1	1	0	0	0	0	0	0	0	0	Tower 15DR
15GKE	Tower	model board	light			{"volts":12,"watts":2}			0	0	0	0	0	0	0	0	0	0	0	0	Tower 15GKE
15HDGPR	Tower	rack	relay		500				-1	1	1	0	0	0	0	0	0	0	0	0	Tower 15HDGPR
15RGPR	Tower	rack	relay		500				-3	3	1	1	1	0	0	0	0	0	0	0	Tower 15RGPR
16AKSR	Tower	rack	relay		500			4	3	1	1	0	0	0	0	0	0	0	0	0	Tower 16AKSR
16APR	Tower	shelf 3	relay		1000		1	6	2	4	1	0	1	1	0	1	0	0	0	0	Tower 16APR
16ATKE	Tower	model board	light			{"volts":12,"watts":2}			0	0	0	0	0	0	0	0	0	0	0	0	Tower 16ATKE
16GKE	Tower	model board	light			{"volts":12,"watts":2}			0	0	0	0	0	0	0	0	0	0	0	0	Tower 16GKE
16RGPR	Tower	rack	relay		500				-5	5	1	1	1	1	1	0	0	0	0	0	Tower 16RGPR
16VGR	Tower	shelf 1	relay		150		9	2	0	2	1	1	0	0	0	0	0	0	0	0	Tower 16VGR
1AKSR	Tower	rack	relay		500			4	3	1	1	0	0	0	0	0	0	0	0	0	Tower 1AKSR
1AR	Tower	shelf 3	relay		500		10	6	2	4	1	1	1	0	0	1	0	0	0	0	Tower 1AR
1ATKE	Tower	model board	light			{"volts":12,"watts":2}			0	0	0	0	0	0	0	0	0	0	0	0	Tower 1ATKE
1GKE	Tower	model board	light			{"volts":12,"watts":2}			0	0	0	0	0	0	0	0	0	0	0	0	Tower 1GKE
1HDGPR	Tower	rack	relay		500			4	4	0	0	0	0	0	0	0	0	0	0	0	Tower 1HDGPR
1HDR	Tower	shelf 2	relay		1000		11	2	0	2	1	1	0	0	0	0	0	0	0	0	Tower 1HDR
1RGPR	Tower	rack	relay		500			2	-2	4	1	1	1	1	0	0	0	0	0	0	Tower 1RGPR
1VGR	Tower	shelf 1	relay		150		10	2	-1	3	1	1	1	0	0	0	0	0	0	0	Tower 1VGR
2-3COPB	Tower	lever top	button						-1	1	1	0	0	0	0	0	0	0	0	0	Tower 2-3COPB
2-3COSR	Tower	shelf 2	relay		1000		1	4	1	3	1	1	1	0	0	0	0	0	0	0	Tower 2-3COSR
22HDGPR	Tower	shelf 2	relay		1500		9	4	2	2	1	1	0	0	0	0	0	0	0	0	Tower 22HDGPR
23HDGPR	Tower	shelf 2	relay		1500		10	4	3	1	1	0	0	0	0	0	0	0	0	0	Tower 23HDGPR
2AKSR	Tower	rack	relay		500			4	3	1	1	0	0	0	0	0	0	0	0	0	Tower 2AKSR
2ATKE	Tower	model board	light			{"volts":12,"watts":2}			0	0	0	0	0	0	0	0	0	0	0	0	Tower 2ATKE
2GKE	Tower	model board	light			{"volts":12,"watts":2}			0	0	0	0	0	0	0	0	0	0	0	0	Tower 2GKE
2RGPR	Tower	rack	relay		500			4	0	4	1	1	1	1	0	0	0	0	0	0	Tower 2RGPR
2T TEST TERM	Tower	shelf 3	test terminal						0	0	0	0	0	0	0	0	0	0	0	0	Tower 2T TEST TERM
2T TRK RESISTOR 1	Tower	shelf 3	resistor		5				0	0	0	0	0	0	0	0	0	0	0	0	Tower 2T TRK RESISTOR 1
2T TRK RESISTOR 2	Tower	shelf 3	resistor		5				0	0	0	0	0	0	0	0	0	0	0	0	Tower 2T TRK RESISTOR 2
2TR	Tower	shelf 3	relay		4		9	4	1	3	1	1	0	1	0	0	0	0	0	0	Tower 2TR
3GKE	Tower	model board	light			{"volts":12,"watts":2}			0	0	0	0	0	0	0	0	0	0	0	0	Tower 3GKE
3HDGPR	Tower	rack	relay		500			4	3	1	1	0	0	0	0	0	0	0	0	0	Tower 3HDGPR
3RGPR	Tower	rack	relay		500			4	0	4	1	1	1	1	0	0	0	0	0	0	Tower 3RGPR
4-5ASR	Tower	shelf 2	relay			{"pickupTime":2.3,"dropTime":1.3}	3	4	2	2	1	1	0	0	0	0	0	0	0	0	Tower 4-5ASR
4GKE	Tower	model board	light			{"volts":12,"watts":2}			0	0	0	0	0	0	0	0	0	0	0	0	Tower 4GKE
4RGPR	Tower	rack	relay		500			2	-1	3	1	1	0	1	0	0	0	0	0	0	Tower 4RGPR
5GE RESISTOR	Tower		resistor		0.1				0	0	0	0	0	0	0	0	0	0	0	0	Tower 5GE RESISTOR
5GKE	Tower	model board	light			{"volts":12,"watts":2}			0	0	0	0	0	0	0	0	0	0	0	0	Tower 5GKE
5HR	Tower	shelf 4	relay		1000		1	4	0	4	1	1	1	1	0	0	0	0	0	0	Tower 5HR
6LOSTER	Tower	shelf top	relay	time element	10	{"pickupTime":5}			-1	1	1	0	0	0	0	0	0	0	0	0	Tower 6LOSTER
6NWPPR	Tower	shelf 1	relay	biased neutral	300		5	4	0	4	1	1	1	1	0	0	0	0	0	0	Tower 6NWPPR
6RWPPR	Tower	shelf 1	relay	biased neutral	300		6	4	0	4	1	1	1	1	0	0	0	0	0	0	Tower 6RWPPR
6T TEST TERM	Tower	shelf 3	test terminal						0	0	0	0	0	0	0	0	0	0	0	0	Tower 6T TEST TERM
6T TRK RESISTOR 1	Tower	shelf 3	resistor		5				0	0	0	0	0	0	0	0	0	0	0	0	Tower 6T TRK RESISTOR 1
6T TRK RESISTOR 2	Tower	shelf 3	resistor		5				0	0	0	0	0	0	0	0	0	0	0	0	Tower 6T TRK RESISTOR 2
6TE	Tower	lever top	time element						-2	2	1	0	0	0	1	0	0	0	0	0	Tower 6TE
6TKE	Tower	model board	light			{"volts":12,"watts":4}			0	0	0	0	0	0	0	0	0	0	0	0	Tower 6TKE
6TPR	Tower	shelf 4	relay		1000		3	4	1	3	1	1	1	0	0	0	0	0	0	0	Tower 6TPR
6TPSR	Tower	shelf 4	relay		500		4	6	2	4	1	1	1	1	0	0	0	0	0	0	Tower 6TPSR
6TR	Tower	shelf 3	relay		4		8	4	3	1	1	0	0	0	0	0	0	0	0	0	Tower 6TR
6WCKE	Tower	model board	light			{"volts":12,"watts":6}			0	0	0	0	0	0	0	0	0	0	0	0	Tower 6WCKE
9-10TE	Tower	lever top	time element						-2	2	1	0	0	0	1	0	0	0	0	0	Tower 9-10TE
9-10TKE	Tower	model board	light			{"volts":12,"watts":6}			0	0	0	0	0	0	0	0	0	0	0	0	Tower 9-10TKE
9-10TPPR	Tower	shelf 3	relay	slow pickup	1370	{"pickupTime":1.2}	7	4	3	1	0	1	0	0	0	0	0	0	0	0	Tower 9-10TPPR
9-10TPSR	Tower	shelf 4	relay		350		5	6	2	4	1	1	1	1	0	0	0	0	0	0	Tower 9-10TPSR
9NWPR	Tower	shelf 1	relay		500		1	4	0	4	1	1	1	1	0	0	0	0	0	0	Tower 9NWPR
9RWPR	Tower	shelf 1	relay		500		2	4	1	3	1	1	1	0	0	0	0	0	0	0	Tower 9RWPR
9WCKE	Tower	model board	light			{"volts":12,"watts":6}			0	0	0	0	0	0	0	0	0	0	0	0	Tower 9WCKE
AXR	Tower	lever bed	relay		150			2	2	0	0	0	0	0	0	0	0	0	0	0	Tower AXR
B10-TWR LVR	Tower	lever bed	bus						0	0	0	0	0	0	0	0	0	0	0	0	Tower B10-TWR LVR
B10-TWR MAIN	Tower	shelf top	bus						0	0	0	0	0	0	0	0	0	0	0	0	Tower B10-TWR MAIN
B10-TWR RACK	Tower	rack	bus						0	0	0	0	0	0	0	0	0	0	0	0	Tower B10-TWR RACK
B10-TWR S1	Tower	shelf 1	bus						0	0	0	0	0	0	0	0	0	0	0	0	Tower B10-TWR S1
B10-TWR S2	Tower	shelf 2	bus						0	0	0	0	0	0	0	0	0	0	0	0	Tower B10-TWR S2
B10-TWR S3	Tower	shelf 3	bus						0	0	0	0	0	0	0	0	0	0	0	0	Tower B10-TWR S3
B10-TWR S4	Tower	shelf 4	bus						0	0	0	0	0	0	0	0	0	0	0	0	Tower B10-TWR S4
BELL	Tower	lever top	bell						0	0	0	0	0	0	0	0	0	0	0	0	Tower BELL
BX10-TWR	Tower	shelf top	bus						0	0	0	0	0	0	0	0	0	0	0	0	Tower BX10-TWR
BX110	Tower	shelf top	bus						0	0	0	0	0	0	0	0	0	0	0	0	Tower BX110
CX110	Tower	shelf top	bus						0	0	0	0	0	0	0	0	0	0	0	0	Tower CX110
FLOOR PB 11	Tower	lever top	button						-1	1	1	0	0	0	0	0	0	0	0	0	Tower FLOOR PB 11
FLOOR PB 13	Tower	lever top	button						-1	1	1	0	0	0	0	0	0	0	0	0	Tower FLOOR PB 13
FLOOR PB 7	Tower	lever top	button						-1	1	1	0	0	0	0	0	0	0	0	0	Tower FLOOR PB 7
FLOOR PB 8	Tower	lever top	button						0	0	0	0	0	0	0	0	0	0	0	0	Tower FLOOR PB 8
GRP-A	Tower	shelf floor	terminal						0	0	0	0	0	0	0	0	0	0	0	0	Tower GRP-A
GRP-B	Tower	shelf floor	terminal						0	0	0	0	0	0	0	0	0	0	0	0	Tower GRP-B
GRP-C	Tower	shelf floor	terminal						0	0	0	0	0	0	0	0	0	0	0	0	Tower GRP-C
GRP-D	Tower	shelf floor	terminal						0	0	0	0	0	0	0	0	0	0	0	0	Tower GRP-D
GRP-E	Tower	shelf floor	terminal						0	0	0	0	0	0	0	0	0	0	0	0	Tower GRP-E
GRP-F	Tower	shelf floor	terminal						0	0	0	0	0	0	0	0	0	0	0	0	Tower GRP-F
GRP-G	Tower	shelf floor	terminal						0	0	0	0	0	0	0	0	0	0	0	0	Tower GRP-G
GRP-H	Tower	shelf floor	terminal						0	0	0	0	0	0	0	0	0	0	0	0	Tower GRP-H
GRP-I	Tower	shelf floor	terminal						0	0	0	0	0	0	0	0	0	0	0	0	Tower GRP-I
GRP-J	Tower	shelf floor	terminal						0	0	0	0	0	0	0	0	0	0	0	0	Tower GRP-J
LOCK-11	Tower	lever top	lock						0	0	0	0	0	0	0	0	0	0	0	0	Tower LOCK-11
LOCK-13	Tower	lever top	lock						0	0	0	0	0	0	0	0	0	0	0	0	Tower LOCK-13
LOCK-7	Tower	lever top	lock						0	0	0	0	0	0	0	0	0	0	0	0	Tower LOCK-7
LOCK-8	Tower	lever top	lock						0	0	0	0	0	0	0	0	0	0	0	0	Tower LOCK-8
LVR-1	Tower	lever bed	lever						0	0	0	0	0	0	0	0	0	0	0	0	Tower LVR-1
LVR-10	Tower	lever bed	lever						0	0	0	0	0	0	0	0	0	0	0	0	Tower LVR-10
LVR-11	Tower	lever bed	lever						0	0	0	0	0	0	0	0	0	0	0	0	Tower LVR-11
LVR-12	Tower	lever bed	lever						0	0	0	0	0	0	0	0	0	0	0	0	Tower LVR-12
LVR-13	Tower	lever bed	lever						0	0	0	0	0	0	0	0	0	0	0	0	Tower LVR-13
LVR-14	Tower	lever bed	lever						0	0	0	0	0	0	0	0	0	0	0	0	Tower LVR-14
LVR-15	Tower	lever bed	lever						0	0	0	0	0	0	0	0	0	0	0	0	Tower LVR-15
LVR-16	Tower	lever bed	lever						0	0	0	0	0	0	0	0	0	0	0	0	Tower LVR-16
LVR-2	Tower	lever bed	lever						0	0	0	0	0	0	0	0	0	0	0	0	Tower LVR-2
LVR-3	Tower	lever bed	lever						0	0	0	0	0	0	0	0	0	0	0	0	Tower LVR-3
LVR-4	Tower	lever bed	lever						0	0	0	0	0	0	0	0	0	0	0	0	Tower LVR-4
LVR-5	Tower	lever bed	lever						0	0	0	0	0	0	0	0	0	0	0	0	Tower LVR-5
LVR-6	Tower	lever bed	lever						0	0	0	0	0	0	0	0	0	0	0	0	Tower LVR-6
LVR-7	Tower	lever bed	lever						0	0	0	0	0	0	0	0	0	0	0	0	Tower LVR-7
LVR-8	Tower	lever bed	lever						0	0	0	0	0	0	0	0	0	0	0	0	Tower LVR-8
LVR-9	Tower	lever bed	lever						0	0	0	0	0	0	0	0	0	0	0	0	Tower LVR-9
N10-CASEA	Tower	rack	bus						0	0	0	0	0	0	0	0	0	0	0	0	Tower N10-CASEA
N10-TWR LVR	Tower	lever bed	bus						0	0	0	0	0	0	0	0	0	0	0	0	Tower N10-TWR LVR
N10-TWR MAIN	Tower	shelf top	bus						0	0	0	0	0	0	0	0	0	0	0	0	Tower N10-TWR MAIN
N10-TWR MB	Tower	model board	bus						0	0	0	0	0	0	0	0	0	0	0	0	Tower N10-TWR MB
N10-TWR RACK	Tower	rack	bus						0	0	0	0	0	0	0	0	0	0	0	0	Tower N10-TWR RACK
N10-TWR S1	Tower	shelf 1	bus						0	0	0	0	0	0	0	0	0	0	0	0	Tower N10-TWR S1
N10-TWR S2	Tower	shelf 2	bus						0	0	0	0	0	0	0	0	0	0	0	0	Tower N10-TWR S2
N10-TWR S3	Tower	shelf 3	bus						0	0	0	0	0	0	0	0	0	0	0	0	Tower N10-TWR S3
N10-TWR S4	Tower	shelf 4	bus						0	0	0	0	0	0	0	0	0	0	0	0	Tower N10-TWR S4
NB PB	Tower	lever top	button						-1	1	1	0	0	0	0	0	0	0	0	0	Tower NB PB
NX10-TWR	Tower	shelf top	bus						0	0	0	0	0	0	0	0	0	0	0	0	Tower NX10-TWR
POSR	Tower		relay		500				-2	2	1	1	0	0	0	0	0	0	0	0	Tower POSR
SB PB	Tower	lever top	button						-1	1	1	0	0	0	0	0	0	0	0	0	Tower SB PB
TWR-C4	Tower	shelf top	power supply			{"channels":[["1TN", "1TB", 6.3],["2TN", "2TB", 6.3],["3TN", "3TB", 6.3],["4TN", "4TB", 6.3]]}			0	0	0	0	0	0	0	0	0	0	0	0	Tower TWR-C4
TWR-CRAGG	Tower	shelf top	power supply			{"channels":[["-", "+", 10]]}			0	0	0	0	0	0	0	0	0	0	0	0	Tower TWR-CRAGG
TWR-W10	Tower	shelf top	power supply			{"channels":[["NX10", "BX10", 10]]}			0	0	0	0	0	0	0	0	0	0	0	0	Tower TWR-W10

## Cross-connections
signal	fromSubnet	from	toSubnet	to	length	gauge	resistance	page	row	notes
12NLP-1	Tower	GRP-A T1	Case A	CASEA T1	450	16	1.8072
12RLP-1	Tower	GRP-A T2	Case A	CASEA T2	450	16	1.8072
N10-TWR	Tower	GRP-A T3	Case A	CASEA T3	450	16	1.8072
12WPP	Tower	GRP-A T4	Case A	CASEA T4	450	16	1.8072
N-12WPP	Tower	GRP-A T5	Case A	CASEA T5	450	16	1.8072
N10-CASEA	Tower	GRP-A T6	Case A	CASEA T6	450	16	1.8072
16AP	Tower	GRP-A T7	Case A	CASEA T7	450	16	1.8072
9-10TP-1A	Tower	GRP-A T8	Case A	CASEA T8	450	16	1.8072
12TP-1A	Tower	GRP-A T9	Case A	CASEA T9	450	16	1.8072
14AD	Tower	GRP-A T10	Case A	CASEA T10	450	16	1.8072
14BH	Tower	GRP-A T11	Case A	CASEA T11	450	16	1.8072
14RGP	Tower	GRP-A T12	Case A	CASEA T12	450	16	1.8072
14HDGP	Tower	GRP-B T1	Case A	CASEA T17	450	16	1.8072
15HD	Tower	GRP-B T2	Case A	CASEA T18	450	16	1.8072
N-15HD	Tower	GRP-B T3	Case A	CASEA T19	450	16	1.8072
15RGP	Tower	GRP-B T4	Case A	CASEA T20	450	16	1.8072
15HDGP	Tower	GRP-B T5	Case A	CASEA T21	450	16	1.8072
16AH	Tower	GRP-B T6	Case A	CASEA T22	450	16	1.8072
16AD	Tower	GRP-B T7	Case A	CASEA T23	450	16	1.8072
16BH	Tower	GRP-B T8	Case A	CASEA T24	450	16	1.8072
16BD	Tower	GRP-B T9	Case A	CASEA T25	450	16	1.8072
16COSP	Tower	GRP-B T10	Case A	CASEA T26	450	16	1.8072
16RGP	Tower	GRP-B T11	Case A	CASEA T27	450	16	1.8072
N10-TWR	Tower	GRP-D T1	Case B	CASEB T1	90	14	0.22725
B10-TWR	Tower	GRP-D T2	Case B	CASEB T2	90	14	0.22725
2COSP	Tower	GRP-D T3	Case B	CASEB T3	90	16	0.36144
2D	Tower	GRP-D T4	Case B	CASEB T4	90	16	0.36144
2H	Tower	GRP-D T5	Case B	CASEB T5	90	16	0.36144
3COSP	Tower	GRP-D T6	Case B	CASEB T6	90	16	0.36144
3D	Tower	GRP-D T7	Case B	CASEB T7	90	16	0.36144
3H	Tower	GRP-D T8	Case B	CASEB T8	90	16	0.36144
4H	Tower	GRP-D T9	Case B	CASEB T9	90	16	0.36144
2RGP	Tower	GRP-D T10	Case B	CASEB T10	90	16	0.36144
3HDGP	Tower	GRP-D T11	Case B	CASEB T11	90	16	0.36144
3RGP	Tower	GRP-D T12	Case B	CASEB T12	90	16	0.36144
4RGP	Tower	GRP-E T1	Case B	CASEB T13	90	16	0.36144
2TBX	Tower	GRP-E T7	Case B	2T TRK ARRESTOR +	90	10	0.089901
2TNX	Tower	GRP-E T8	Case B	2T TRK ARRESTOR -	90	10	0.089901
N10-TWR	Tower	GRP-F T1	Case C	CASEC T1	354	16	1.421664
6NLP-1	Tower	GRP-F T2	Case C	CASEC T2	354	16	1.421664
6RLP-1	Tower	GRP-F T3	Case C	CASEC T3	354	16	1.421664
1HDP-1	Tower	GRP-F T4	Case C	CASEC T4	354	16	1.421664
N-1HDP-1	Tower	GRP-F T5	Case C	CASEC T5	354	16	1.421664
1RGP	Tower	GRP-F T6	Case C	CASEC T6	354	16	1.421664
N-1RGP	Tower	GRP-F T7	Case C	CASEC T7	354	16	1.421664
6WPP	Tower	GRP-F T8	Case C	CASEC T8	354	16	1.421664
N-6WPP	Tower	GRP-F T9	Case C	CASEC T9	354	16	1.421664
1A	Tower	GRP-F T10	Case C	CASEC T10	354	16	1.421664
N-1A	Tower	GRP-F T11	Case C	CASEC T11	354	16	1.421664
1HDGP	Tower	GRP-F T12	Case C	CASEC T12	354	16	1.421664
N-1HDGP	Tower	GRP-G T1	Case C	CASEC T13	354	16	1.421664
1CO	Tower	GRP-G T2	Case C	CASEC T14	354	16	1.421664

## Tower wires
signal	from	to	page	row	notes
1AX-1	B10-TWR S3 T?	1AR 6H	T2		*
1AKS	1AR 6B	1AKSR COIL+	T2		*
N-1AKS	1AKSR COIL-	N10-TWR RACK T?	T2		*
1AX	1AR 6B	1AKSR 1H	T2		*
2AX-1	B10-TWR S3 T?	2TR 4H	T2		*
2AKS	2TR 4B	2AKSR COIL+	T2		*
N-2AKS	2AKSR COIL-	N10-TWR RACK T?	T2		*
2AX	2TR 4B	2AKSR 1H	T2		*
14AX-1	B10-TWR S3 T?	14AR 4H	T2		*
14AKS	14AR 4B	14AKSR COIL+	T2		*
N-14AKS	14AKSR COIL-	N10-TWR RACK T?	T2		*
14AX	14AR 4B	14AKSR 1H	T2		*
16AX-1	B10-TWR S3 T?	16APR 6H	T2		*
16AKS	16APR 6B	16AKSR COIL+	T2		*
N-16AKS	16AKSR COIL-	N10-TWR RACK T?	T2		*
16AX	16APR 6B	16AKSR 1H	T2		*
AX-3	1AKSR 1B	2AKSR 1B	T2		*
AX-2	2AKSR 1B	14AKSR 1B	T2		*
AX-1	14AKSR 1B	16AKSR 1B	T2		*
AX	16AKSR 1B	BELL COIL+	T2		*
N-AX	N10-TWR LVR T3	BELL COIL-	T2		*
2ATK	2ATKE +	2TR 1B	T3
N-2ATK	N10-TWR MB	2ATKE -	T3
B10-TWR	B10-TWR S3 T9	2TR 1H	T3
BX110	BX110	TWR-C4 BX	T3
CX110	CX110	TWR-C4 CX	T3
2TNX-1	TWR-C4 1TN	2T TEST TERM -	T3
2TNX	2T TEST TERM -	GRP-E T8	T3
N-2T	2T TEST TERM +	2TR COIL-	T3
2T	2TR COIL+	2T TRK RESISTOR 1-	T3
**STRAP**	2T TRK RESISTOR 1+	2T TRK RESISTOR 2+	T3
2TBX	2T TRK RESISTOR 2-	GRP-E T7	T3
2TBX-1	TWR-C4 1TB	2T TRK RESISTOR 2+	T3
6TNX-1	TWR-C4 2TN	6T TEST TERM -	T3
6TNX	6T TEST TERM -	6T TRK ARRESTOR -	T3
N-6T	6T TEST TERM +	6TR COIL-	T3
6T	6TR COIL+	6T TRK RESISTOR 1-	T3
**STRAP**	6T TRK RESISTOR 1+	6T TRK RESISTOR 2+	T3
6TBX	6T TRK RESISTOR 2-	6T TRK ARRESTOR +	T3
6TBX-1	TWR-C4 2TB	6T TRK RESISTOR 2+	T3
14ATNX-1	TWR-C4 3TN	14AT TEST TERM -	T3
14ATNX	14AT TEST TERM -	14AT TRK ARRESTOR -	T3
N-14AT	14AT TEST TERM +	14ATR COIL-	T3
14AT	14ATR COIL+	14AT TRK RESISTOR 1-	T3
**STRAP**	14AT TRK RESISTOR 1+	14AT TRK RESISTOR 2+	T3
14ATBX	14AT TRK RESISTOR 2-	14AT TRK ARRESTOR +	T3
14ATBX-1	TWR-C4 3TB	14AT TRK RESISTOR 2+	T3
14BTNX-1	TWR-C4 4TN	14BT TEST TERM -	T3
14BTNX	14BT TEST TERM -	14BT TRK ARRESTOR -	T3
N-14BT	14BT TEST TERM +	14BTR COIL-	T3
14BT	14BTR COIL+	14BT TRK RESISTOR 1-	T3
**STRAP**	14BT TRK RESISTOR 1+	14BT TRK RESISTOR 2+	T3
14BTBX	14BT TRK RESISTOR 2-	14BT TRK ARRESTOR +	T3
14BTBX-1	TWR-C4 4TB	14BT TRK RESISTOR 2+	T3
B10-TWR	B10-TWR S4 T4	6TPSR 3H	T4
6TK	6TKE +	6TPSR 3B	T4
N-6TK	N10-TWR MB	6TKE -	T4
7L-3	6TPSR 3F	1-2-3ASR 2H	T4
7L-2	1-2-3ASR 2F	6TE 1H	T4
7L-1	6TE 1B	FLOOR PB 7 1H	T4
7L	FLOOR PB 7 1F	LOCK-7 COIL+	T4
N10-TWR	N10-TWR LVR T5	LOCK-7 COIL-	T4
B10-TWR	B10-TWR RACK T?	1RGPR 1H	T4
1-2-3AS-B3	1RGPR 1F	2RGPR 1H	T4
1-2-3AS-B2	2RGPR 1F	3RGPR 1H	T4
1-2-3AS-B1	3RGPR 1F	6TPSR 2B	T4
1-2-3AS-A1	3RGPR 1F	6TE 5H	T4
1-2-3AS-A	3RGPR 1F	1-2-3ASR 1H	T4
**STRAP**	1-2-3ASR COIL+	1-2-3ASR 1F	T4
1-2-3AS-B	6TPSR 2H	1-2-3ASR COIL+	T4
1-2-3AS	6TE 5F	1-2-3ASR COIL+	T4
N10-TWR	N10-TWR S4 T3	1-2-3ASR COIL-	T4
B10-TWR	B10-TWR S3 T8	6TR 1H	T4
6TP-1	6TR 1F	6LOSTER 1H	T4
6TP	6LOSTER 1F	6TPR COIL+	T4
6TP-A	6TR 1F	6TPR 1H	T4
**STRAP**	6TPR COIL+	6TPR 1F	T4
6LOSTE	6TPR 1B	6LOSTER COIL+	T4
N10-TWR	N10-TWR MAIN T11	6LOSTER COIL-	T4
N10-TWR	N10-TWR S4 T4	6TPR COIL-	T4
B10-TWR	B10-TWR S4 T3	6TPR 2H	T4
6TPS-3	6TPR 2F	1RGPR 2H	T4
6TPS-2	1RGPR 2F	2RGPR 2H	T4
6TPS-1	2RGPR 2F	3RGPR 2H	T4
6TPS	3RGPR 2F	6TPSR COIL+	T4
6TPS-A	6TPR 2F	6TPSR 1H	T4
**STRAP**	6TPSR 1F	6TPSR COIL+	T4
N10-TWR	N10-TWR S4 T5	6TPSR COIL-	T4
B10-TWR	B10-TWR S4 T5	9-10TPSR 3H	T5
9-10TK	9-10TKE +	9-10TPSR 3B	T5
N-9-10TK	N10-TWR MB	9-10TKE -	T5
11L-3	9-10TPSR 3F	4-5ASR 2H	T5
11L-2	4-5ASR 2F	9-10TE 1H	T5
11L-1	9-10TE 1B	FLOOR PB 11 1H	T5
11L	FLOOR PB 11 1F	LOCK-11 COIL+	T5
N10-TWR	N10-TWR LVR T6	LOCK-11 COIL-	T5
N10-TWR	N10-TWR RACK T?	4RGPR COIL-	T5
4RGP	4RGPR COIL+	GRP-E T1	T5
B10-TWR	B10-TWR S4 T2	5HR 1H	T5
5GK	5GKE +	5HR 1F	T5
N-5GK	N10-TWR MB	5GKE -	T5
4-5AS-2	5HR 1B	4RGPR 1H	T5
4-5AS-B1	4RGPR 1F	1VGR 2H	T5
	1VGR 2F	1RGPR 3H
	1RGPR 3F	16VGR 2H
	1VGR 2B	16VGR 2H
	16VGR 2F	16RGPR 5H
	16RGPR 5F	9-10TPSR 2B
	16VGR 2B	9-10TPSR 2B
4-5AS-1	9-10TPSR 2B	9-10TE 5H	T5
4-5AS-A	9-10TPSR 2B	4-5ASR 1H	T5
4-5AS-B	9-10TPSR 2H	4-5ASR COIL+	T5
4-5AS	9-10TE 5F	4-5ASR COIL+	T5
**STRAP**	4-5ASR 1F	4-5ASR COIL+	T5
N10-TWR	N10-TWR S2 T4	4-5ASR COIL-	T5
9-10TPP	GRP-A T8	9-10TPPR COIL+	T5	*
N-9-10TPP	9-10TPPR COIL-	N10-CASEA T8	T5	*
4GK	4GKE +	4RGPR 4B	T5
N-4GK	N10-TWR MB	4GKE -	T5
B10-TWR	B10-TWR RACK T?	4RGPR 4H	T5
B10-TWR	B10-TWR S3 T7	9-10TPPR 2H	T5
9-10TPS-2	9-10TPPR 2F	5HR 2H	T5
9-10TPS-A	9-10TPPR 2F	9-10TPSR 1H	T5
9-10TPS-1	5HR 2B	4RGPR 2H	T5
9-10TPS	4RGPR 2F	9-10TPSR COIL+	T5
**STRAP**	9-10TPSR 1F	9-10TPSR COIL+	T5
N10-TWR	N10-TWR S4 T6	9-10TPSR COIL-	T5
B10-TWR	B10-TWR S4 T7	12TPSR 3H	T6
12TK	12TKE +	12TPSR 3B	T6
N-12TK	N10-TWR MB	12TKE -	T6
13L-3	12TPSR 3F	14-15-16ASR 2H	T6
13L-2	14-15-16ASR 2F	12TE 1H	T6
13L-1	12TE 1B	FLOOR PB 13 1H	T6
13L	FLOOR PB 13 1F	LOCK-13 COIL+	T6
N10-TWR	N10-TWR LVR T7	LOCK-13 COIL-	T6
B10-TWR	B10-TWR RACK T?	14RGPR 1H	T6
14-15-16AS-B3	14RGPR 1F	15RGPR 1H	T6
14-15-16AS-B2	15RGPR 1F	16RGPR 1H	T6
14-15-16AS-B1	16RGPR 1F	12TPSR 2B	T6
14-15-16AS-1	16RGPR 1F	12TE 5H	T6
14-15-16AS-A	16RGPR 1F	14-15-16ASR 1H	T6
14-15-16AS-B	12TPSR 2H	14-15-16ASR COIL+	T6
14-15-16AS	12TE 5F	14-15-16ASR COIL+	T6
**STRAP**	14-15-16ASR 1F	14-15-16ASR COIL+	T6
N10-TWR	N10-TWR S4 T7	14-15-16ASR COIL-	T6
12TPP	GRP-A T9	12TPPR COIL+	T6	*
N-12TPP	12TPPR COIL-	N10-CASEA T11	T6	*
B10-TWR	B10-TWR S3 T6	12TPPR 2H	T6
12TPS-3	12TPPR 2F	14RGPR 2H	T6
12TPS-A	12TPPR 2F	12TPSR 1H	T6
12TPS-2	14RGPR 2F	15RGPR 2H	T6
12TPS-1	15RGPR 2F	16RGPR 2H	T6
12TPS	16RGPR 2F	12TPSR COIL+	T6
**STRAP**	12TPSR 1F	12TPSR COIL+	T6
N10-TWR	N10-TWR S4 T8	12TPSR COIL-	T6
B10-TWR	B10-TWR LVR T6	LVR-2 T5	T7
B10-TWR	B10-TWR LVR T7	LVR-3 T5	T7
2-3COS-3	LVR-2 T6	2-3COPB 1F	T7
2-3COS-3A	LVR-3 T6	LVR-2 T6	T7
2-3COS-2	2-3COPB 1H	2RGPR 3F	T7
2-3COS-1	2RGPR 3H	3RGPR 3F	T7
2-3COS	3RGPR 3H	2-3COSR COIL+	T7
**STRAP**	2-3COSR 1F	2-3COSR COIL+	T7
2-3COS-A	2-3COPB 1F	2-3COSR 1H	T7
N10-TWR	N10-TWR S2 T2	2-3COSR COIL-	T7
B10-TWR	B10-TWR LVR T13	LVR-14 T5	T7
B10-TWR	B10-TWR LVR T14	LVR-16 T13	T7
14-16COS-3	LVR-14 T6	14-16COPB 1F	T7
14-16COS-3A	LVR-16 T14	LVR-14 T6	T7
14-16COS-2	14-16COPB 1H	14RGPR 3F	T7
14-16COS-1	14RGPR 3H	16RGPR 3F	T7
14-16COS	16RGPR 3H	14-16COSR COIL+	T7
**STRAP**	14-16COSR 1F	14-16COSR COIL+	T7
14-16COS-A	14-16COPB 1F	14-16COSR 1H	T7
N10-TWR	N10-TWR S2 T3	14-16COSR COIL-	T7
B10-TWR	B10-TWR LVR T10	LVR-6 T2	T8
**STRAP**	LVR-6 T2	LVR-6 T3	T8
6NLP-1	LVR-6 T1	GRP-F T2	T8
6RLP-1	LVR-6 T4	GRP-F T3	T8
N10-TWR	N10-TWR MAIN T10	GRP-F T1	T8
1HD-6N	1HDR COIL+	2TR 2F	T8
1HD-6R	1HDR COIL+	15HDGPR 1F	T8
1HD-6N-1	LVR-1 T4	2TR 2H	T8		H-NETWORK 1HD-1
1HD-6R-1	15HDGPR 1H	10NWPR 4F	T8
1HD-6R-2	10NWPR 4H	9NWPR 4F
1CO-6R-1	9NWPR 4B	10NWPR 4B
1CO-6R	10NWPR 4B	2TR 2B
1CO	2TR 2B	GRP-G T2
1HD-A2	LVR-1 T8	9NWPR 4H	T8		H-NETWORK 1HD-A2
N-1HD	1HDR COIL-	N10-TWR S2 T9	T8
	6RWPPR 2F	LVR-1 T9
	LVR-1 T10	1VGR COIL+
	1VGR COIL-	N10-TWR S2 T?
	LVR-1 T8	1VGR 3F
	LVR-1 T4	1VGR 3B
1HDP-2	1VGR 3H	1HDR 1F	T8
N-1HDP-2	N10-TWR S2 T?	1HDR 2F	T8
**STRAP**	1HDR 1F	1HDR 2B	T8
**STRAP**	1HDR 1B	1HDR 2F	T8
1HDP-1	1HDR 1H	GRP-F T4	T8
N-1HDP-1	1HDR 2H	GRP-F T5	T8
1RGP	1RGPR COIL+	GRP-F T6	T8
N-1RGP	1RGPR COIL-	GRP-F T7	T8
1A	1AR COIL+	GRP-F T10	T8
N-1A	1AR COIL-	GRP-F T11	T8
1HDGP	1HDGPR COIL+	GRP-F T12	T8
N-1HDGP	1HDGPR COIL-	GRP-G T1	T8
6WPP	GRP-F T8	6RWPPR 1H	T8
N-6WPP	GRP-F T9	6RWPPR COIL+	T8
6WPP-A	6RWPPR 1H	6NWPPR 1H	T8
6WPP-A1	6NWPPR 1B	6RWPPR COIL-	T8
6WPP-1	6RWPPR 1B	6NWPPR COIL+	T8
N-6WPP-A	6NWPPR COIL-	6RWPPR COIL+	T8
6WCK	6WCKE +	6NWPPR 2H	T8
N-6WCK	N10-TWR MB	6WCKE -	T8
6WCK-1	6NWPPR 2F	LVR-6 T6	T8
6WCK-A	6NWPPR 2B	LVR-6 T8	T8
6WCK-A1	LVR-6 T7	6RWPPR 2F	T8
6WCK-2	LVR-6 T5	6RWPPR 2B	T8
B10-TWR	6RWPPR 2H	B10-TWR S1 T4	T8
1ATK	1ATKE +	1AR 1B	T8
N-1ATK	N10-TWR MB	1ATKE -	T8
**STRAP**	1AR 1H	1AR 6H	T8
1GK	1GKE +	1RGPR 4B	T8
N-1GK	N10-TWR MB	1GKE -	T8
B10-TWR	B10-TWR RACK T?	1RGPR 4H	T8
22HDGP	ICJCT T?1	22HDGPR COIL+	T9
N-22HDGP	ICJCT T?2	22HDGPR COIL-	T9
2HD-2	LVR-2 T4	2-3COSR 2H	T9		H-NETWORK 2HD-2
2COSP	2-3COSR 2F	GRP-D T3	T9
2HD-1	2-3COSR 2B	1AR 2H	T9
2HD	1AR 2F	22HDGPR 1H	T9
2D	22HDGPR 1F	GRP-D T4	T9
2H	22HDGPR 1B	GRP-D T5	T9
3HD-2	LVR-3 T2	2-3COSR 3H	T9		H-NETWORK 3HD-2
3COSP	2-3COSR 3F	GRP-D T6	T9
3HD-1	2-3COSR 3B	1AR 3H	T9
3HD	1AR 3F	22HDGPR 2H	T9
3D	22HDGPR 2F	GRP-D T7	T9
3H	22HDGPR 2B	GRP-D T8	T9
3HDGP	GRP-D T11	3HDGPR COIL+	T9
2RGP	GRP-D T10	2RGPR COIL+	T9
3RGP	GRP-D T12	3RGPR COIL+	T9
N10-TWR	N10-TWR RACK T?	3HDGPR COIL-	T9
N10-TWR	N10-TWR RACK T?	2RGPR COIL-	T9
N10-TWR	N10-TWR RACK T?	3RGPR COIL-	T9
2GK	2GKE +	2RGPR 4B	T9
N-2GK	N10-TWR MB	2GKE -	T9
B10-TWR	B10-TWR RACK T?	2RGPR 4H	T9
3GK	3GKE +	3RGPR 4B	T9
N-3GK	N10-TWR MB	3GKE -	T9
B10-TWR	B10-TWR RACK T?	3RGPR 4H	T9
4H	LVR-4 T4	GRP-D T9	T10		H-NETWORK 4H
5H	LVR-5 T4	5HR COIL+	T10		H-NETWORK 5H
N10-TWR	N10-TWR S4 T2	5HR COIL-	T10
BX10-TWR	BX10-TWR T?	5HR 3H	T10
5HG	5HR 3F	GRP-C T4	T10
5RG	5HR 3B	GRP-C T5	T10
**STRAP**	5HR 3H	5HR 4H	T10
**STRAP**	5HR 3F	5HR 4F	T10
**STRAP**	5HR 3B	5HR 4B	T10
NX10-TWR	NX10-TWR T?	5GE RESISTOR -	T10
5NX10	5GE RESISTOR +	GRP-C T6	T10
9WCK	9WCKE +	9RWPR 2H	T10
N-9WCK	N10-TWR MB	9WCKE -	T10
9WCK-1	9RWPR 2F	LVR-9 T4	T10
9WCK-A	9RWPR 2B	LVR-9 T2	T10
9WCK-2	LVR-9 T3	9NWPR 2B	T10
9WCK-A1	LVR-9 T1	9NWPR 2F	T10
B10-TWR	B10-TWR S1 T2	9NWPR 2H	T10
10WCK	10WCKE +	10RWPR 2H	T10
N-10WCK	N10-TWR MB	10WCKE -	T10
10WCK-1	10RWPR 2F	LVR-10 T4	T10
10WCK-A	10RWPR 2B	LVR-10 T2	T10
10WCK-2	LVR-10 T3	10NWPR 2B	T10
10WCK-A1	LVR-10 T1	10NWPR 2F	T10
B10-TWR	B10-TWR S1 T3	10NWPR 2H	T10
B10-9SCC	B10-TWR S1 T7	GRP-C T7	T11
N10-TWR	N10-TWR S1 T2	9NWPR COIL-	T11
9NWP	9NWPR COIL+	9RWPR 1B	T11
9NWP-1	9RWPR 1H	GRP-C T8	T11
N10-TWR	N10-TWR S1 T3	9RWPR COIL-	T11
9RWP	9RWPR COIL+	9NWPR 1B	T11
9RWP-1	9NWPR 1H	GRP-C T9	T11
B10-10SCC	B10-TWR S1 T8	GRP-C T1	T11
N10-TWR	N10-TWR S1 T4	10NWPR COIL-	T11
10NWP	10NWPR COIL+	10RWPR 1B	T11
10NWP-1	10RWPR 1H	GRP-C T2	T11
N10-TWR	N10-TWR S1 T5	10RWPR COIL-	T11
10RWP	10RWPR COIL+	10NWPR 1B	T11
10RWP-1	10NWPR 1H	GRP-C T3	T11
14BTK	14BTKE +	14BTR 1B	T12
N-14BTK	N10-TWR MB	14BTKE -	T12
B10-TWR	B10-TWR S3 T4	14BTR 1H	T12
14BTP-B1	14BTR 1F	SB PB 1H	T12
14BTP-B	SB PB 1F	14BTPR COIL+	T12
14BTP-1	14BTR 1F	14BTPR 2H	T12
14BTP	14BTPR 2F	14BTPR COIL+	T12
14BTK1	14BTKE1 +	14BTPR 4B	T12
N-14BTK1	N10-TWR MB	14BTKE1 -	T12
14ATK	14ATKE +	14ATR 1B	T12
N-14ATK	N10-TWR MB	14ATKE -	T12
B10-TWR	B10-TWR S3 T3	14ATR 1H	T12
14ATP-B1	14ATR 1F	NB PB 1H	T12
14ATP-B	NB PB 1F	14ATPR COIL+	T12
14ATP-1	14ATR 1F	14ATPR 7H	T12
14ATP	14ATPR 7F	14ATPR COIL+	T12
14ATK1	14ATKE1 +	14ATPR 5B	T12
N-14ATK1	N10-TWR MB	14ATKE1 -	T12
N10-TWR	N10-TWR S3 T2	14BTPR COIL-	T12
**STRAP**	14BTPR COIL-	14ATPR COIL-	T12
B10-TWR	B10-TWR S3 T5	14BTPR 4H	T12
**STRAP**	14BTPR 4H	14ATPR 5H	T12
**STRAP**	14ATR 1H	14ATR 2H	T12
14A-1	14ATR 2F	14BTR 2F	T12
14A	14BTR 2H	14AR COIL+	T12
N10-TWR	N10-TWR S4 T10	14AR COIL-	T12
B10-TWR	B10-TWR LVR T11	LVR-12 T2	T13
**STRAP**	LVR-12 T2	LVR-12 T3	T13
12NLP-1	LVR-12 T1	GRP-A T1	T13
12RLP-1	LVR-12 T4	GRP-A T2	T13
14HD	LVR-14 T4	14-16COSR 2H	T13		H-NETWORK 14HD
14BH-1	14-16COSR 2F	12WCKR 2H	T13
14BH	12WCKR 2F	GRP-A T11	T13
14AD-2	14-16COSR 2B	16APR 3H	T13
14AD-1	16APR 3F	12WCKR 3H	T13
14AD	12WCKR 3F	GRP-A T10	T13
N10-CASEA	N10-CASEA T2	16APR COIL-	T13
N10-CASEA	N10-CASEA T3	14RGPR COIL-	T13
N10-CASEA	N10-CASEA T4	14HDGPR COIL-	T13
N10-CASEA *	N10-CASEA T1	GRP-A T6	T13
16AP	16APR COIL+	GRP-A T7	T13
14RGP	14RGPR COIL+	GRP-A T12	T13
14HDGP	14HDGPR COIL+	GRP-B T1	T13
12WPP	GRP-A T4	12RWPPR 1H	T13
12WPP-A	12RWPPR 1H	12NWPPR 1H	T13
12WPP-1	12RWPPR 1B	12NWPPR COIL+	T13
12WPP-A1	12NWPPR 1B	12RWPPR COIL-	T13
N-12WPP-A	12NWPPR COIL-	12RWPPR COIL+	T13
N-12WPP	12RWPPR COIL+	GRP-A T5	T13
N10-TWR	N10-TWR MAIN T8	GRP-A T3	T13
N10-TWR	N10-TWR S4 T9	12WCKR COIL-	T13
12WCK	12WCKR COIL+	12NWPPR 2H	T13
12WCK-1	12NWPPR 2F	LVR-12 T6	T13
12WCK-A	12NWPPR 2B	LVR-12 T8	T13
12WCK-2	LVR-12 T5	12RWPPR 2B	T13
12WCK-A1	LVR-12 T7	12RWPPR 2F	T13
B10-TWR	B10-TWR S1 T5	12RWPPR 2H	T13
12WCK	12WCKE +	12WCKR 1F	T13
N-12WCK	N10-TWR MB	12WCKE -	T13
B10-TWR	B10-TWR S4 T6	12WCKR 1H	T13
16ATK	16ATKE +	16APR 1B	T13
N-16ATK	N10-TWR MB	16ATKE -	T13
B10-TWR	B10-TWR S3 T2	16APR 1H	T13
14GK	14GKE +	14RGPR 4B	T13
N-14GK	N10-TWR MB	14GKE -	T13
B10-TWR	B10-TWR RACK T?	14RGPR 4H	T13
15D-1	LVR-15 T1	16APR 4H	T14		H-NETWORK 15D-1
15D	16APR 4F	15DR COIL+	T14
N10-TWR	N10-TWR RACK T?	15DR COIL-	T14
15HD-2	16APR 4H	15DR 1H	T14
N10-TWR	N10-TWR RACK T?	15DR 2H	T14
**STRAP**	15DR 1B	15DR 2F	T14
**STRAP**	15DR 1F	15DR 2B	T14
15HD-1	15DR 1F	12WCKR 4F	T14
N-15HD-1	15DR 2F	12WCKR 5F	T14
**STRAP**	12WCKR 4B	12WCKR 5B	T14
15HD	12WCKR 4H	GRP-B T2	T14
N-15HD	12WCKR 5H	GRP-B T3	T14
	12RWPPR 2F	LVR-16 T9
	LVR-16 T10	16VGR COIL+
	16VGR COIL-	N10-TWR S2 T?
16AHD-2	LVR-16 T4	14-16COSR 3H	T15		H-NETWORK 16AHD-2
16BHD-1	LVR-16 T8	14-16COSR 4H	T15		H-NETWORK 16BHD-1
**STRAP**	14-16COSR 3F	14-16COSR 4F	T15
16COSP-1	14-16COSR 3F	12WCKR 6H	T15
16AHD-1	14-16COSR 3B	14AR 1H	T15
16AHD	14AR 1F	23HDGPR 1H	T15
16AD-1	23HDGPR 1F	12WCKR 7H	T15
16AH-1	23HDGPR 1H	12WCKR 8H	T15
16BHD	14-16COSR 4B	3HDGPR 1H	T15
16BD-1	3HDGPR 1F	12WCKR 9H	T15
16BH-1	3HDGPR 1H	12WCKR 10H	T15
16COSP	12WCKR 6F	GRP-B T10	T15
16AD	12WCKR 7F	GRP-B T7	T15
16AH	12WCKR 8F	GRP-B T6	T15
16BD	12WCKR 9F	GRP-B T9	T15
16BH	12WCKR 10F	GRP-B T8	T15
N10-CASEA	N10-CASEA T5	15RGPR COIL-	T15
N10-CASEA	N10-CASEA T7	16RGPR COIL-	T15
N10-CASEA	N10-CASEA T6	15HDGPR COIL-	T15
15RGP	GRP-B T4	15RGPR COIL+	T15
16RGP	GRP-B T11	16RGPR COIL+	T15
15HDGP	GRP-B T5	15HDGPR COIL+	T15
23HDG	23HDGPR COIL+	ICJCT T?3	T15
N-23HDG	23HDGPR COIL-	ICJCT T?4	T15
15GK	15GKE +	15RGPR 3B	T15
N-15GK	N10-TWR MB	15GKE -	T15
B10-TWR	B10-TWR RACK T?	15RGPR 3H	T15
16GK	16GKE +	16RGPR 4B	T15
N-16GK	N10-TWR MB	16GKE -	T15
B10-TWR	B10-TWR RACK T?	16RGPR 4H	T15
H-1-6N-B10	B10-TWR LVR T2	LVR-1 T1	T16
H-1-6R-B10	B10-TWR LVR T3	LVR-1 T5	T16
**STRAP**	LVR-1 T2	LVR-1 T3	T16
**STRAP**	LVR-1 T6	LVR-1 T7	T16
H-1-6N	LVR-1 T3	6NWPPR 3F	T16
H-6A	6NWPPR 3H	6RWPPR 3H	T16
H-1-6R	LVR-1 T7	6RWPPR 3F	T16
H-6A-A	6NWPPR 3B	6RWPPR 3B	T16
H-6A-6B	6RWPPR 3B	6TPSR 4F	T16
H-6A-6B-1	6TPSR 4H	6RWPPR 4B	T16
H-6B-A	6NWPPR 4B	6RWPPR 4B	T16
H-6B	6NWPPR 4H	6RWPPR 4H	T16
H-3-6R	6RWPPR 4F	LVR-3 T1	T16
H-6R-9	6RWPPR 4F	1VGR 1F	T16
H-3-9-B10	B10-TWR S1 T?	1VGR 1B	T16
H-3-9	1VGR 1H	9-10TPSR 4H	T16
H-2-6N	LVR-2 T3	6NWPPR 4F	T16
**STRAP**	LVR-2 T3	LVR-2 T2	T16
H-2-6N-B10	B10-TWR LVR T5	LVR-2 T1	T16
**STRAP**	LVR-4 T2	LVR-4 T3	T16
H-4-9R-B10	B10-TWR LVR T8	LVR-4 T1	T16
H-4-9R	LVR-4 T3	LVR-9 T7	T16
H-4-9R-1	LVR-9 T8	9RWPR 3F	T16
H-9	9RWPR 3H	9NWPR 3H	T16
H-3-9-1	9-10TPSR 4F	9RWPR 3B	T16
H-9-A	9RWPR 3B	9NWPR 3B	T16
H-9N-10	9NWPR 3F	LVR-9 T5	T16
H-9N-10-1	LVR-9 T6	10RWPR 3B	T16
H-10	10RWPR 3H	10NWPR 3H	T16
H-10-A	10RWPR 3B	10NWPR 3B	T16
H-5-10R-1	10RWPR 3F	LVR-10 T7	T16
H-5-10R	LVR-10 T8	LVR-5 T3	T16
**STRAP**	LVR-5 T3	LVR-5 T2	T16
H-5-10R-B10	B10-TWR LVR T9	LVR-5 T1	T16
H-10N-15	10NWPR 3F	LVR-10 T6	T16		rework
H-10N-15-1	LVR-10 T5	16VGR 1H	T16		rework
H-10N-15-B10	B10-TWR S2 T?	16VGR 1B	T16		rework
H-10N-12R	16VGR 1F	12RWPPR 3F	T16		rework
H-12R-15	LVR-15 T2	12RWPPR 3F	T16
H-12N-14-B10	B10-TWR LVR T12	LVR-14 T1	T16
**STRAP**	LVR-14 T2	LVR-14 T3	T16
H-12N-14	LVR-14 T3	12NWPPR 3F	T16
H-12A	12NWPPR 3H	12RWPPR 3H	T16
H-12A-A	12NWPPR 3B	12RWPPR 3B	T16
H-12A-12B	12RWPPR 3B	12TPSR 4F	T16
H-12A-12B-1	12TPSR 4H	12RWPPR 4B	T16
H-12B	12NWPPR 4B	12RWPPR 4B	T16
H-12R-16	LVR-16 T7	12RWPPR 4F	T16
H-12B-B	12NWPPR 4H	12RWPPR 4H	T16
H-12N-16	LVR-16 T3	12NWPPR 4F	T16
**STRAP**	LVR-16 T3	LVR-16 T2	T16
**STRAP**	LVR-16 T7	LVR-16 T6	T16
H-12N-16-B10	B10-TWR LVR T16	LVR-16 T1	T16
H-12R-16-B10	B10-TWR LVR T17	LVR-16 T5	T16
B10-TWR *	TWR-CRAGG +	B10-TWR MAIN T1	T18
N10-TWR *	TWR-CRAGG -	N10-TWR MAIN T1	T18
B10-TWR	B10-TWR MAIN T2	B10-TWR S1 T1	T18
B10-TWR	B10-TWR MAIN T3	B10-TWR S2 T1	T18
B10-TWR	B10-TWR MAIN T4	B10-TWR S3 T1	T18
B10-TWR	B10-TWR MAIN T5	B10-TWR S4 T1	T18
B10-TWR	B10-TWR MAIN T6	B10-TWR RACK T1	T18
B10-TWR	B10-TWR MAIN T7	B10-TWR LVR T1	T18
B10-TWR	B10-TWR MAIN T9	GRP-D T2	T18
N10-TWR	N10-TWR MAIN T2	N10-TWR S1 T1	T18
N10-TWR	N10-TWR MAIN T3	N10-TWR S2 T1	T18
N10-TWR	N10-TWR MAIN T4	N10-TWR S3 T1	T18
N10-TWR	N10-TWR MAIN T5	N10-TWR S4 T1	T18
N10-TWR	N10-TWR MAIN T6	N10-TWR RACK T1	T18
N10-TWR	N10-TWR MAIN T7	N10-TWR LVR T1	T18
N10-TWR	N10-TWR LVR T4	N10-TWR MB	T18
N10-TWR	N10-TWR MAIN T9	GRP-D T1	T18
BX10-TWR *	TWR-W10 BX10	BX10-TWR T?
NX10-TWR *	TWR-W10 NX10	NX10-TWR T?
**STRAP**	6TPR 2H	6TPR 3H
	6TPR 3F	POSR COIL+
N10-TWR	N10-TWR MAIN T?	POSR COIL-
B10-TWR	B10-TWR MAIN T?	POSR 1H
	POSR 1F	POSR COIL+
	POSR 1B	14BTPR COIL+
**STRAP**	POSR 1H	POSR 2H
	POSR 2B	14ATPR COIL+

## Tower xref
signal	from	to	page	row	swap?	loc from	loc to	loc index from	loc index to	from match	to match	from-to same	is-strap
1AX-1	B10-TWR S3 T?	1AR 6H	T2	2	Normal	shelf 3	shelf 3	199	146	TRUE	TRUE	TRUE	FALSE
1AKS	1AR 6B	1AKSR COIL+	T2	3	Normal	shelf 3	rack	146	145	TRUE	TRUE	FALSE	FALSE
N-1AKS	1AKSR COIL-	N10-TWR RACK T?	T2	4	Normal	rack	rack	145	243	TRUE	TRUE	TRUE	FALSE
1AX	1AR 6B	1AKSR 1H	T2	5	Normal	shelf 3	rack	146	145	TRUE	TRUE	FALSE	FALSE
2AX-1	B10-TWR S3 T?	2TR 4H	T2	6	Normal	shelf 3	shelf 3	199	164	TRUE	TRUE	TRUE	FALSE
2AKS	2TR 4B	2AKSR COIL+	T2	7	Normal	shelf 3	rack	164	157	TRUE	TRUE	FALSE	FALSE
N-2AKS	2AKSR COIL-	N10-TWR RACK T?	T2	8	Normal	rack	rack	157	243	TRUE	TRUE	TRUE	FALSE
2AX	2TR 4B	2AKSR 1H	T2	9	Normal	shelf 3	rack	164	157	TRUE	TRUE	FALSE	FALSE
14AX-1	B10-TWR S3 T?	14AR 4H	T2	10	Normal	shelf 3	shelf 4	199	117	TRUE	TRUE	FALSE	FALSE
14AKS	14AR 4B	14AKSR COIL+	T2	11	Normal	shelf 4	rack	117	116	TRUE	TRUE	FALSE	FALSE
N-14AKS	14AKSR COIL-	N10-TWR RACK T?	T2	12	Normal	rack	rack	116	243	TRUE	TRUE	TRUE	FALSE
14AX	14AR 4B	14AKSR 1H	T2	13	Normal	shelf 4	rack	117	116	TRUE	TRUE	FALSE	FALSE
16AX-1	B10-TWR S3 T?	16APR 6H	T2	14	Normal	shelf 3	shelf 3	199	140	TRUE	TRUE	TRUE	FALSE
16AKS	16APR 6B	16AKSR COIL+	T2	15	Normal	shelf 3	rack	140	139	TRUE	TRUE	FALSE	FALSE
N-16AKS	16AKSR COIL-	N10-TWR RACK T?	T2	16	Normal	rack	rack	139	243	TRUE	TRUE	TRUE	FALSE
16AX	16APR 6B	16AKSR 1H	T2	17	Normal	shelf 3	rack	140	139	TRUE	TRUE	FALSE	FALSE
AX-3	1AKSR 1B	2AKSR 1B	T2	18	Normal	rack	rack	145	157	TRUE	TRUE	TRUE	FALSE
AX-2	2AKSR 1B	14AKSR 1B	T2	19	Normal	rack	rack	157	116	TRUE	TRUE	TRUE	FALSE
AX-1	14AKSR 1B	16AKSR 1B	T2	20	Normal	rack	rack	116	139	TRUE	TRUE	TRUE	FALSE
AX	16AKSR 1B	BELL COIL+	T2	21	Normal	rack	lever top	139	201	TRUE	TRUE	FALSE	FALSE
N-AX	N10-TWR LVR T3	BELL COIL-	T2	22	Normal	lever bed	lever top	240	201	TRUE	TRUE	FALSE	FALSE
2ATK	2ATKE +	2TR 1B	T3	23	Normal	model board	shelf 3	158	164	TRUE	TRUE	FALSE	FALSE
N-2ATK	N10-TWR MB	2ATKE -	T3	24	Normal	model board	model board	242	158	TRUE	TRUE	TRUE	FALSE
B10-TWR	B10-TWR S3 T9	2TR 1H	T3	25	Normal	shelf 3	shelf 3	199	164	TRUE	TRUE	TRUE	FALSE
BX110	BX110	TWR-C4 BX	T3	26	Normal	shelf top	shelf top	203	252	TRUE	TRUE	TRUE	FALSE
CX110	CX110	TWR-C4 CX	T3	27	Normal	shelf top	shelf top	204	252	TRUE	TRUE	TRUE	FALSE
2TNX-1	TWR-C4 1TN	2T TEST TERM -	T3	28	Normal	shelf top	shelf 3	252	161	TRUE	TRUE	FALSE	FALSE
2TNX	2T TEST TERM -	GRP-E T8	T3	29	Normal	shelf 3	shelf floor	161	213	TRUE	TRUE	FALSE	FALSE
N-2T	2T TEST TERM +	2TR COIL-	T3	30	Normal	shelf 3	shelf 3	161	164	TRUE	TRUE	TRUE	FALSE
2T	2TR COIL+	2T TRK RESISTOR 1-	T3	31	Normal	shelf 3	shelf 3	164	162	TRUE	TRUE	TRUE	FALSE
**STRAP**	2T TRK RESISTOR 1+	2T TRK RESISTOR 2+	T3	32	Normal	shelf 3	shelf 3	162	163	TRUE	TRUE	TRUE	TRUE
2TBX	2T TRK RESISTOR 2-	GRP-E T7	T3	33	Normal	shelf 3	shelf floor	163	213	TRUE	TRUE	FALSE	FALSE
2TBX-1	TWR-C4 1TB	2T TRK RESISTOR 2+	T3	34	Normal	shelf top	shelf 3	252	163	TRUE	TRUE	FALSE	FALSE
6TNX-1	TWR-C4 2TN	6T TEST TERM -	T3	35	Normal	shelf top	shelf 3	252	177	TRUE	TRUE	FALSE	FALSE
6TNX	6T TEST TERM -	6T TRK ARRESTOR -	T3	36	Normal	shelf 3	unknown	177	177	TRUE	FALSE	FALSE	FALSE
N-6T	6T TEST TERM +	6TR COIL-	T3	37	Normal	shelf 3	shelf 3	177	184	TRUE	TRUE	TRUE	FALSE
6T	6TR COIL+	6T TRK RESISTOR 1-	T3	38	Normal	shelf 3	shelf 3	184	178	TRUE	TRUE	TRUE	FALSE
**STRAP**	6T TRK RESISTOR 1+	6T TRK RESISTOR 2+	T3	39	Normal	shelf 3	shelf 3	178	179	TRUE	TRUE	TRUE	TRUE
6TBX	6T TRK RESISTOR 2-	6T TRK ARRESTOR +	T3	40	Normal	shelf 3	unknown	179	177	TRUE	FALSE	FALSE	FALSE
6TBX-1	TWR-C4 2TB	6T TRK RESISTOR 2+	T3	41	Normal	shelf top	shelf 3	252	179	TRUE	TRUE	FALSE	FALSE
14ATNX-1	TWR-C4 3TN	14AT TEST TERM -	T3	42	Normal	shelf top	shelf 3	252	118	TRUE	TRUE	FALSE	FALSE
14ATNX	14AT TEST TERM -	14AT TRK ARRESTOR -	T3	43	Normal	shelf 3	unknown	118	118	TRUE	FALSE	FALSE	FALSE
N-14AT	14AT TEST TERM +	14ATR COIL-	T3	44	Normal	shelf 3	shelf 3	118	124	TRUE	TRUE	TRUE	FALSE
14AT	14ATR COIL+	14AT TRK RESISTOR 1-	T3	45	Normal	shelf 3	shelf 3	124	119	TRUE	TRUE	TRUE	FALSE
**STRAP**	14AT TRK RESISTOR 1+	14AT TRK RESISTOR 2+	T3	46	Normal	shelf 3	shelf 3	119	120	TRUE	TRUE	TRUE	TRUE
14ATBX	14AT TRK RESISTOR 2-	14AT TRK ARRESTOR +	T3	47	Normal	shelf 3	unknown	120	118	TRUE	FALSE	FALSE	FALSE
14ATBX-1	TWR-C4 3TB	14AT TRK RESISTOR 2+	T3	48	Normal	shelf top	shelf 3	252	120	TRUE	TRUE	FALSE	FALSE
14BTNX-1	TWR-C4 4TN	14BT TEST TERM -	T3	49	Normal	shelf top	shelf 3	252	125	TRUE	TRUE	FALSE	FALSE
14BTNX	14BT TEST TERM -	14BT TRK ARRESTOR -	T3	50	Normal	shelf 3	unknown	125	125	TRUE	FALSE	FALSE	FALSE
N-14BT	14BT TEST TERM +	14BTR COIL-	T3	51	Normal	shelf 3	shelf 3	125	131	TRUE	TRUE	TRUE	FALSE
14BT	14BTR COIL+	14BT TRK RESISTOR 1-	T3	52	Normal	shelf 3	shelf 3	131	126	TRUE	TRUE	TRUE	FALSE
**STRAP**	14BT TRK RESISTOR 1+	14BT TRK RESISTOR 2+	T3	53	Normal	shelf 3	shelf 3	126	127	TRUE	TRUE	TRUE	TRUE
14BTBX	14BT TRK RESISTOR 2-	14BT TRK ARRESTOR +	T3	54	Normal	shelf 3	unknown	127	125	TRUE	FALSE	FALSE	FALSE
14BTBX-1	TWR-C4 4TB	14BT TRK RESISTOR 2+	T3	55	Normal	shelf top	shelf 3	252	127	TRUE	TRUE	FALSE	FALSE
B10-TWR	B10-TWR S4 T4	6TPSR 3H	T4	56	Normal	shelf 4	shelf 4	200	183	TRUE	TRUE	TRUE	FALSE
6TK	6TKE +	6TPSR 3B	T4	57	Normal	model board	shelf 4	181	183	TRUE	TRUE	FALSE	FALSE
N-6TK	N10-TWR MB	6TKE -	T4	58	Normal	model board	model board	242	181	TRUE	TRUE	TRUE	FALSE
7L-3	6TPSR 3F	1-2-3ASR 2H	T4	59	Normal	shelf 4	shelf 4	183	101	TRUE	TRUE	TRUE	FALSE
7L-2	1-2-3ASR 2F	6TE 1H	T4	60	Normal	shelf 4	lever top	101	180	TRUE	TRUE	FALSE	FALSE
7L-1	6TE 1B	FLOOR PB 7 1H	T4	61	Normal	lever top	lever top	180	207	TRUE	TRUE	TRUE	FALSE
7L	FLOOR PB 7 1F	LOCK-7 COIL+	T4	62	Normal	lever top	lever top	207	221	TRUE	TRUE	TRUE	FALSE
N10-TWR	N10-TWR LVR T5	LOCK-7 COIL-	T4	63	Normal	lever bed	lever top	240	221	TRUE	TRUE	FALSE	FALSE
B10-TWR	B10-TWR RACK T?	1RGPR 1H	T4	64	Normal	rack	rack	196	151	TRUE	TRUE	TRUE	FALSE
1-2-3AS-B3	1RGPR 1F	2RGPR 1H	T4	65	Normal	rack	rack	151	160	TRUE	TRUE	TRUE	FALSE
1-2-3AS-B2	2RGPR 1F	3RGPR 1H	T4	66	Normal	rack	rack	160	167	TRUE	TRUE	TRUE	FALSE
1-2-3AS-B1	3RGPR 1F	6TPSR 2B	T4	67	Normal	rack	shelf 4	167	183	TRUE	TRUE	FALSE	FALSE
1-2-3AS-A1	3RGPR 1F	6TE 5H	T4	68	Normal	rack	lever top	167	180	TRUE	TRUE	FALSE	FALSE
1-2-3AS-A	3RGPR 1F	1-2-3ASR 1H	T4	69	Normal	rack	shelf 4	167	101	TRUE	TRUE	FALSE	FALSE
**STRAP**	1-2-3ASR COIL+	1-2-3ASR 1F	T4	70	Normal	shelf 4	shelf 4	101	101	TRUE	TRUE	TRUE	TRUE
1-2-3AS-B	6TPSR 2H	1-2-3ASR COIL+	T4	71	Normal	shelf 4	shelf 4	183	101	TRUE	TRUE	TRUE	FALSE
1-2-3AS	6TE 5F	1-2-3ASR COIL+	T4	72	Normal	lever top	shelf 4	180	101	TRUE	TRUE	FALSE	FALSE
N10-TWR	N10-TWR S4 T3	1-2-3ASR COIL-	T4	73	Normal	shelf 4	shelf 4	247	101	TRUE	TRUE	TRUE	FALSE
B10-TWR	B10-TWR S3 T8	6TR 1H	T4	74	Normal	shelf 3	shelf 3	199	184	TRUE	TRUE	TRUE	FALSE
6TP-1	6TR 1F	6LOSTER 1H	T4	75	Normal	shelf 3	shelf top	184	174	TRUE	TRUE	FALSE	FALSE
6TP	6LOSTER 1F	6TPR COIL+	T4	76	Normal	shelf top	shelf 4	174	182	TRUE	TRUE	FALSE	FALSE
6TP-A	6TR 1F	6TPR 1H	T4	77	Normal	shelf 3	shelf 4	184	182	TRUE	TRUE	FALSE	FALSE
**STRAP**	6TPR COIL+	6TPR 1F	T4	78	Normal	shelf 4	shelf 4	182	182	TRUE	TRUE	TRUE	TRUE
6LOSTE	6TPR 1B	6LOSTER COIL+	T4	79	Normal	shelf 4	shelf top	182	174	TRUE	TRUE	FALSE	FALSE
N10-TWR	N10-TWR MAIN T11	6LOSTER COIL-	T4	80	Normal	shelf top	shelf top	241	174	TRUE	TRUE	TRUE	FALSE
N10-TWR	N10-TWR S4 T4	6TPR COIL-	T4	81	Normal	shelf 4	shelf 4	247	182	TRUE	TRUE	TRUE	FALSE
B10-TWR	B10-TWR S4 T3	6TPR 2H	T4	82	Normal	shelf 4	shelf 4	200	182	TRUE	TRUE	TRUE	FALSE
6TPS-3	6TPR 2F	1RGPR 2H	T4	83	Normal	shelf 4	rack	182	151	TRUE	TRUE	FALSE	FALSE
6TPS-2	1RGPR 2F	2RGPR 2H	T4	84	Normal	rack	rack	151	160	TRUE	TRUE	TRUE	FALSE
6TPS-1	2RGPR 2F	3RGPR 2H	T4	85	Normal	rack	rack	160	167	TRUE	TRUE	TRUE	FALSE
6TPS	3RGPR 2F	6TPSR COIL+	T4	86	Normal	rack	shelf 4	167	183	TRUE	TRUE	FALSE	FALSE
6TPS-A	6TPR 2F	6TPSR 1H	T4	87	Normal	shelf 4	shelf 4	182	183	TRUE	TRUE	TRUE	FALSE
**STRAP**	6TPSR 1F	6TPSR COIL+	T4	88	Normal	shelf 4	shelf 4	183	183	TRUE	TRUE	TRUE	TRUE
N10-TWR	N10-TWR S4 T5	6TPSR COIL-	T4	89	Normal	shelf 4	shelf 4	247	183	TRUE	TRUE	TRUE	FALSE
B10-TWR	B10-TWR S4 T5	9-10TPSR 3H	T5	90	Normal	shelf 4	shelf 4	200	189	TRUE	TRUE	TRUE	FALSE
9-10TK	9-10TKE +	9-10TPSR 3B	T5	91	Normal	model board	shelf 4	187	189	TRUE	TRUE	FALSE	FALSE
N-9-10TK	N10-TWR MB	9-10TKE -	T5	92	Normal	model board	model board	242	187	TRUE	TRUE	TRUE	FALSE
11L-3	9-10TPSR 3F	4-5ASR 2H	T5	93	Normal	shelf 4	shelf 2	189	168	TRUE	TRUE	FALSE	FALSE
11L-2	4-5ASR 2F	9-10TE 1H	T5	94	Normal	shelf 2	lever top	168	186	TRUE	TRUE	FALSE	FALSE
11L-1	9-10TE 1B	FLOOR PB 11 1H	T5	95	Normal	lever top	lever top	186	205	TRUE	TRUE	TRUE	FALSE
11L	FLOOR PB 11 1F	LOCK-11 COIL+	T5	96	Normal	lever top	lever top	205	219	TRUE	TRUE	TRUE	FALSE
N10-TWR	N10-TWR LVR T6	LOCK-11 COIL-	T5	97	Normal	lever bed	lever top	240	219	TRUE	TRUE	FALSE	FALSE
N10-TWR	N10-TWR RACK T?	4RGPR COIL-	T5	98	Normal	rack	rack	243	170	TRUE	TRUE	TRUE	FALSE
4RGP	4RGPR COIL+	GRP-E T1	T5	99	Normal	rack	shelf floor	170	213	TRUE	TRUE	FALSE	FALSE
B10-TWR	B10-TWR S4 T2	5HR 1H	T5	100	Normal	shelf 4	shelf 4	200	173	TRUE	TRUE	TRUE	FALSE
5GK	5GKE +	5HR 1F	T5	101	Normal	model board	shelf 4	172	173	TRUE	TRUE	FALSE	FALSE
N-5GK	N10-TWR MB	5GKE -	T5	102	Normal	model board	model board	242	172	TRUE	TRUE	TRUE	FALSE
4-5AS-2	5HR 1B	4RGPR 1H	T5	103	Normal	shelf 4	rack	173	170	TRUE	TRUE	FALSE	FALSE
4-5AS-B1	4RGPR 1F	1VGR 2H	T5	104	Normal	rack	shelf 1	170	152	TRUE	TRUE	FALSE	FALSE
0	1VGR 2F	1RGPR 3H	0	105	Normal	shelf 1	rack	152	151	TRUE	TRUE	FALSE	FALSE
0	1RGPR 3F	16VGR 2H	0	106	Normal	rack	shelf 1	151	144	TRUE	TRUE	FALSE	FALSE
0	1VGR 2B	16VGR 2H	0	107	Normal	shelf 1	shelf 1	152	144	TRUE	TRUE	TRUE	FALSE
0	16VGR 2F	16RGPR 5H	0	108	Normal	shelf 1	rack	144	143	TRUE	TRUE	FALSE	FALSE
0	16RGPR 5F	9-10TPSR 2B	0	109	Normal	rack	shelf 4	143	189	TRUE	TRUE	FALSE	FALSE
0	16VGR 2B	9-10TPSR 2B	0	110	Normal	shelf 1	shelf 4	144	189	TRUE	TRUE	FALSE	FALSE
4-5AS-1	9-10TPSR 2B	9-10TE 5H	T5	111	Normal	shelf 4	lever top	189	186	TRUE	TRUE	FALSE	FALSE
4-5AS-A	9-10TPSR 2B	4-5ASR 1H	T5	112	Normal	shelf 4	shelf 2	189	168	TRUE	TRUE	FALSE	FALSE
4-5AS-B	9-10TPSR 2H	4-5ASR COIL+	T5	113	Normal	shelf 4	shelf 2	189	168	TRUE	TRUE	FALSE	FALSE
4-5AS	9-10TE 5F	4-5ASR COIL+	T5	114	Normal	lever top	shelf 2	186	168	TRUE	TRUE	FALSE	FALSE
**STRAP**	4-5ASR 1F	4-5ASR COIL+	T5	115	Normal	shelf 2	shelf 2	168	168	TRUE	TRUE	TRUE	TRUE
N10-TWR	N10-TWR S2 T4	4-5ASR COIL-	T5	116	Normal	shelf 2	shelf 2	245	168	TRUE	TRUE	TRUE	FALSE
9-10TPP	GRP-A T8	9-10TPPR COIL+	T5	117	Normal	shelf floor	shelf 3	209	188	TRUE	TRUE	FALSE	FALSE
N-9-10TPP	9-10TPPR COIL-	N10-CASEA T8	T5	118	Normal	shelf 3	rack	188	239	TRUE	TRUE	FALSE	FALSE
4GK	4GKE +	4RGPR 4B	T5	119	Normal	model board	rack	169	170	TRUE	TRUE	FALSE	FALSE
N-4GK	N10-TWR MB	4GKE -	T5	120	Normal	model board	model board	242	169	TRUE	TRUE	TRUE	FALSE
B10-TWR	B10-TWR RACK T?	4RGPR 4H	T5	121	Normal	rack	rack	196	170	TRUE	TRUE	TRUE	FALSE
B10-TWR	B10-TWR S3 T7	9-10TPPR 2H	T5	122	Normal	shelf 3	shelf 3	199	188	TRUE	TRUE	TRUE	FALSE
9-10TPS-2	9-10TPPR 2F	5HR 2H	T5	123	Normal	shelf 3	shelf 4	188	173	TRUE	TRUE	FALSE	FALSE
9-10TPS-A	9-10TPPR 2F	9-10TPSR 1H	T5	124	Normal	shelf 3	shelf 4	188	189	TRUE	TRUE	FALSE	FALSE
9-10TPS-1	5HR 2B	4RGPR 2H	T5	125	Normal	shelf 4	rack	173	170	TRUE	TRUE	FALSE	FALSE
9-10TPS	4RGPR 2F	9-10TPSR COIL+	T5	126	Normal	rack	shelf 4	170	189	TRUE	TRUE	FALSE	FALSE
**STRAP**	9-10TPSR 1F	9-10TPSR COIL+	T5	127	Normal	shelf 4	shelf 4	189	189	TRUE	TRUE	TRUE	TRUE
N10-TWR	N10-TWR S4 T6	9-10TPSR COIL-	T5	128	Normal	shelf 4	shelf 4	247	189	TRUE	TRUE	TRUE	FALSE
B10-TWR	B10-TWR S4 T7	12TPSR 3H	T6	129	Normal	shelf 4	shelf 4	200	110	TRUE	TRUE	TRUE	FALSE
12TK	12TKE +	12TPSR 3B	T6	130	Normal	model board	shelf 4	108	110	TRUE	TRUE	FALSE	FALSE
N-12TK	N10-TWR MB	12TKE -	T6	131	Normal	model board	model board	242	108	TRUE	TRUE	TRUE	FALSE
13L-3	12TPSR 3F	14-15-16ASR 2H	T6	132	Normal	shelf 4	shelf 4	110	113	TRUE	TRUE	TRUE	FALSE
13L-2	14-15-16ASR 2F	12TE 1H	T6	133	Normal	shelf 4	lever top	113	107	TRUE	TRUE	FALSE	FALSE
13L-1	12TE 1B	FLOOR PB 13 1H	T6	134	Normal	lever top	lever top	107	206	TRUE	TRUE	TRUE	FALSE
13L	FLOOR PB 13 1F	LOCK-13 COIL+	T6	135	Normal	lever top	lever top	206	220	TRUE	TRUE	TRUE	FALSE
N10-TWR	N10-TWR LVR T7	LOCK-13 COIL-	T6	136	Normal	lever bed	lever top	240	220	TRUE	TRUE	FALSE	FALSE
B10-TWR	B10-TWR RACK T?	14RGPR 1H	T6	137	Normal	rack	rack	196	134	TRUE	TRUE	TRUE	FALSE
14-15-16AS-B3	14RGPR 1F	15RGPR 1H	T6	138	Normal	rack	rack	134	138	TRUE	TRUE	TRUE	FALSE
14-15-16AS-B2	15RGPR 1F	16RGPR 1H	T6	139	Normal	rack	rack	138	143	TRUE	TRUE	TRUE	FALSE
14-15-16AS-B1	16RGPR 1F	12TPSR 2B	T6	140	Normal	rack	shelf 4	143	110	TRUE	TRUE	FALSE	FALSE
14-15-16AS-1	16RGPR 1F	12TE 5H	T6	141	Normal	rack	lever top	143	107	TRUE	TRUE	FALSE	FALSE
14-15-16AS-A	16RGPR 1F	14-15-16ASR 1H	T6	142	Normal	rack	shelf 4	143	113	TRUE	TRUE	FALSE	FALSE
14-15-16AS-B	12TPSR 2H	14-15-16ASR COIL+	T6	143	Normal	shelf 4	shelf 4	110	113	TRUE	TRUE	TRUE	FALSE
14-15-16AS	12TE 5F	14-15-16ASR COIL+	T6	144	Normal	lever top	shelf 4	107	113	TRUE	TRUE	FALSE	FALSE
**STRAP**	14-15-16ASR 1F	14-15-16ASR COIL+	T6	145	Normal	shelf 4	shelf 4	113	113	TRUE	TRUE	TRUE	TRUE
N10-TWR	N10-TWR S4 T7	14-15-16ASR COIL-	T6	146	Normal	shelf 4	shelf 4	247	113	TRUE	TRUE	TRUE	FALSE
12TPP	GRP-A T9	12TPPR COIL+	T6	147	Normal	shelf floor	shelf 3	209	109	TRUE	TRUE	FALSE	FALSE
N-12TPP	12TPPR COIL-	N10-CASEA T11	T6	148	Normal	shelf 3	rack	109	239	TRUE	TRUE	FALSE	FALSE
B10-TWR	B10-TWR S3 T6	12TPPR 2H	T6	149	Normal	shelf 3	shelf 3	199	109	TRUE	TRUE	TRUE	FALSE
12TPS-3	12TPPR 2F	14RGPR 2H	T6	150	Normal	shelf 3	rack	109	134	TRUE	TRUE	FALSE	FALSE
12TPS-A	12TPPR 2F	12TPSR 1H	T6	151	Normal	shelf 3	shelf 4	109	110	TRUE	TRUE	FALSE	FALSE
12TPS-2	14RGPR 2F	15RGPR 2H	T6	152	Normal	rack	rack	134	138	TRUE	TRUE	TRUE	FALSE
12TPS-1	15RGPR 2F	16RGPR 2H	T6	153	Normal	rack	rack	138	143	TRUE	TRUE	TRUE	FALSE
12TPS	16RGPR 2F	12TPSR COIL+	T6	154	Normal	rack	shelf 4	143	110	TRUE	TRUE	FALSE	FALSE
**STRAP**	12TPSR 1F	12TPSR COIL+	T6	155	Normal	shelf 4	shelf 4	110	110	TRUE	TRUE	TRUE	TRUE
N10-TWR	N10-TWR S4 T8	12TPSR COIL-	T6	156	Normal	shelf 4	shelf 4	247	110	TRUE	TRUE	TRUE	FALSE
B10-TWR	B10-TWR LVR T6	LVR-2 T5	T7	157	Normal	lever bed	lever bed	194	231	TRUE	TRUE	TRUE	FALSE
B10-TWR	B10-TWR LVR T7	LVR-3 T5	T7	158	Normal	lever bed	lever bed	194	232	TRUE	TRUE	TRUE	FALSE
2-3COS-3	LVR-2 T6	2-3COPB 1F	T7	159	Normal	lever bed	lever top	231	153	TRUE	TRUE	FALSE	FALSE
2-3COS-3A	LVR-3 T6	LVR-2 T6	T7	160	Normal	lever bed	lever bed	232	231	TRUE	TRUE	TRUE	FALSE
2-3COS-2	2-3COPB 1H	2RGPR 3F	T7	161	Normal	lever top	rack	153	160	TRUE	TRUE	FALSE	FALSE
2-3COS-1	2RGPR 3H	3RGPR 3F	T7	162	Normal	rack	rack	160	167	TRUE	TRUE	TRUE	FALSE
2-3COS	3RGPR 3H	2-3COSR COIL+	T7	163	Normal	rack	shelf 2	167	154	TRUE	TRUE	FALSE	FALSE
**STRAP**	2-3COSR 1F	2-3COSR COIL+	T7	164	Normal	shelf 2	shelf 2	154	154	TRUE	TRUE	TRUE	TRUE
2-3COS-A	2-3COPB 1F	2-3COSR 1H	T7	165	Normal	lever top	shelf 2	153	154	TRUE	TRUE	FALSE	FALSE
N10-TWR	N10-TWR S2 T2	2-3COSR COIL-	T7	166	Normal	shelf 2	shelf 2	245	154	TRUE	TRUE	TRUE	FALSE
B10-TWR	B10-TWR LVR T13	LVR-14 T5	T7	167	Normal	lever bed	lever bed	194	228	TRUE	TRUE	TRUE	FALSE
B10-TWR	B10-TWR LVR T14	LVR-16 T13	T7	168	Normal	lever bed	lever bed	194	230	TRUE	TRUE	TRUE	FALSE
14-16COS-3	LVR-14 T6	14-16COPB 1F	T7	169	Normal	lever bed	lever top	228	114	TRUE	TRUE	FALSE	FALSE
14-16COS-3A	LVR-16 T14	LVR-14 T6	T7	170	Normal	lever bed	lever bed	230	228	TRUE	TRUE	TRUE	FALSE
14-16COS-2	14-16COPB 1H	14RGPR 3F	T7	171	Normal	lever top	rack	114	134	TRUE	TRUE	FALSE	FALSE
14-16COS-1	14RGPR 3H	16RGPR 3F	T7	172	Normal	rack	rack	134	143	TRUE	TRUE	TRUE	FALSE
14-16COS	16RGPR 3H	14-16COSR COIL+	T7	173	Normal	rack	shelf 2	143	115	TRUE	TRUE	FALSE	FALSE
**STRAP**	14-16COSR 1F	14-16COSR COIL+	T7	174	Normal	shelf 2	shelf 2	115	115	TRUE	TRUE	TRUE	TRUE
14-16COS-A	14-16COPB 1F	14-16COSR 1H	T7	175	Normal	lever top	shelf 2	114	115	TRUE	TRUE	FALSE	FALSE
N10-TWR	N10-TWR S2 T3	14-16COSR COIL-	T7	176	Normal	shelf 2	shelf 2	245	115	TRUE	TRUE	TRUE	FALSE
B10-TWR	B10-TWR LVR T10	LVR-6 T2	T8	177	Normal	lever bed	lever bed	194	235	TRUE	TRUE	TRUE	FALSE
**STRAP**	LVR-6 T2	LVR-6 T3	T8	178	Normal	lever bed	lever bed	235	235	TRUE	TRUE	TRUE	TRUE
6NLP-1	LVR-6 T1	GRP-F T2	T8	179	Normal	lever bed	shelf floor	235	214	TRUE	TRUE	FALSE	FALSE
6RLP-1	LVR-6 T4	GRP-F T3	T8	180	Normal	lever bed	shelf floor	235	214	TRUE	TRUE	FALSE	FALSE
N10-TWR	N10-TWR MAIN T10	GRP-F T1	T8	181	Normal	shelf top	shelf floor	241	214	TRUE	TRUE	FALSE	FALSE
1HD-6N	1HDR COIL+	2TR 2F	T8	182	Normal	shelf 2	shelf 3	150	164	TRUE	TRUE	FALSE	FALSE
1HD-6R	1HDR COIL+	15HDGPR 1F	T8	183	Normal	shelf 2	rack	150	137	TRUE	TRUE	FALSE	FALSE
1HD-6N-1	LVR-1 T4	2TR 2H	T8	184	Normal	lever bed	shelf 3	223	164	TRUE	TRUE	FALSE	FALSE
1HD-6R-1	15HDGPR 1H	10NWPR 4F	T8	185	Normal	rack	shelf 1	137	102	TRUE	TRUE	FALSE	FALSE
1HD-6R-2	10NWPR 4H	9NWPR 4F	0	186	Normal	shelf 1	shelf 1	102	190	TRUE	TRUE	TRUE	FALSE
1CO-6R-1	9NWPR 4B	10NWPR 4B	0	187	Normal	shelf 1	shelf 1	190	102	TRUE	TRUE	TRUE	FALSE
1CO-6R	10NWPR 4B	2TR 2B	0	188	Normal	shelf 1	shelf 3	102	164	TRUE	TRUE	FALSE	FALSE
1CO	2TR 2B	GRP-G T2	0	189	Normal	shelf 3	shelf floor	164	215	TRUE	TRUE	FALSE	FALSE
1HD-A2	LVR-1 T8	9NWPR 4H	T8	190	Normal	lever bed	shelf 1	223	190	TRUE	TRUE	FALSE	FALSE
N-1HD	1HDR COIL-	N10-TWR S2 T9	T8	191	Normal	shelf 2	shelf 2	150	245	TRUE	TRUE	TRUE	FALSE
0	6RWPPR 2F	LVR-1 T9	0	192	Normal	shelf 1	lever bed	176	223	TRUE	TRUE	FALSE	FALSE
0	LVR-1 T10	1VGR COIL+	0	193	Normal	lever bed	shelf 1	223	152	TRUE	TRUE	FALSE	FALSE
0	1VGR COIL-	N10-TWR S2 T?	0	194	Normal	shelf 1	shelf 2	152	245	TRUE	TRUE	FALSE	FALSE
0	LVR-1 T8	1VGR 3F	0	195	Normal	lever bed	shelf 1	223	152	TRUE	TRUE	FALSE	FALSE
0	LVR-1 T4	1VGR 3B	0	196	Normal	lever bed	shelf 1	223	152	TRUE	TRUE	FALSE	FALSE
1HDP-2	1VGR 3H	1HDR 1F	T8	197	Normal	shelf 1	shelf 2	152	150	TRUE	TRUE	FALSE	FALSE
N-1HDP-2	N10-TWR S2 T?	1HDR 2F	T8	198	Normal	shelf 2	shelf 2	245	150	TRUE	TRUE	TRUE	FALSE
**STRAP**	1HDR 1F	1HDR 2B	T8	199	Normal	shelf 2	shelf 2	150	150	TRUE	TRUE	TRUE	TRUE
**STRAP**	1HDR 1B	1HDR 2F	T8	200	Normal	shelf 2	shelf 2	150	150	TRUE	TRUE	TRUE	TRUE
1HDP-1	1HDR 1H	GRP-F T4	T8	201	Normal	shelf 2	shelf floor	150	214	TRUE	TRUE	FALSE	FALSE
N-1HDP-1	1HDR 2H	GRP-F T5	T8	202	Normal	shelf 2	shelf floor	150	214	TRUE	TRUE	FALSE	FALSE
1RGP	1RGPR COIL+	GRP-F T6	T8	203	Normal	rack	shelf floor	151	214	TRUE	TRUE	FALSE	FALSE
N-1RGP	1RGPR COIL-	GRP-F T7	T8	204	Normal	rack	shelf floor	151	214	TRUE	TRUE	FALSE	FALSE
1A	1AR COIL+	GRP-F T10	T8	205	Normal	shelf 3	shelf floor	146	214	TRUE	TRUE	FALSE	FALSE
N-1A	1AR COIL-	GRP-F T11	T8	206	Normal	shelf 3	shelf floor	146	214	TRUE	TRUE	FALSE	FALSE
1HDGP	1HDGPR COIL+	GRP-F T12	T8	207	Normal	rack	shelf floor	149	214	TRUE	TRUE	FALSE	FALSE
N-1HDGP	1HDGPR COIL-	GRP-G T1	T8	208	Normal	rack	shelf floor	149	215	TRUE	TRUE	FALSE	FALSE
6WPP	GRP-F T8	6RWPPR 1H	T8	209	Normal	shelf floor	shelf 1	214	176	TRUE	TRUE	FALSE	FALSE
N-6WPP	GRP-F T9	6RWPPR COIL+	T8	210	Normal	shelf floor	shelf 1	214	176	TRUE	TRUE	FALSE	FALSE
6WPP-A	6RWPPR 1H	6NWPPR 1H	T8	211	Normal	shelf 1	shelf 1	176	175	TRUE	TRUE	TRUE	FALSE
6WPP-A1	6NWPPR 1B	6RWPPR COIL-	T8	212	Normal	shelf 1	shelf 1	175	176	TRUE	TRUE	TRUE	FALSE
6WPP-1	6RWPPR 1B	6NWPPR COIL+	T8	213	Normal	shelf 1	shelf 1	176	175	TRUE	TRUE	TRUE	FALSE
N-6WPP-A	6NWPPR COIL-	6RWPPR COIL+	T8	214	Normal	shelf 1	shelf 1	175	176	TRUE	TRUE	TRUE	FALSE
6WCK	6WCKE +	6NWPPR 2H	T8	215	Normal	model board	shelf 1	185	175	TRUE	TRUE	FALSE	FALSE
N-6WCK	N10-TWR MB	6WCKE -	T8	216	Normal	model board	model board	242	185	TRUE	TRUE	TRUE	FALSE
6WCK-1	6NWPPR 2F	LVR-6 T6	T8	217	Normal	shelf 1	lever bed	175	235	TRUE	TRUE	FALSE	FALSE
6WCK-A	6NWPPR 2B	LVR-6 T8	T8	218	Normal	shelf 1	lever bed	175	235	TRUE	TRUE	FALSE	FALSE
6WCK-A1	LVR-6 T7	6RWPPR 2F	T8	219	Normal	lever bed	shelf 1	235	176	TRUE	TRUE	FALSE	FALSE
6WCK-2	LVR-6 T5	6RWPPR 2B	T8	220	Normal	lever bed	shelf 1	235	176	TRUE	TRUE	FALSE	FALSE
B10-TWR	6RWPPR 2H	B10-TWR S1 T4	T8	221	Normal	shelf 1	shelf 1	176	197	TRUE	TRUE	TRUE	FALSE
1ATK	1ATKE +	1AR 1B	T8	222	Normal	model board	shelf 3	147	146	TRUE	TRUE	FALSE	FALSE
N-1ATK	N10-TWR MB	1ATKE -	T8	223	Normal	model board	model board	242	147	TRUE	TRUE	TRUE	FALSE
**STRAP**	1AR 1H	1AR 6H	T8	224	Normal	shelf 3	shelf 3	146	146	TRUE	TRUE	TRUE	TRUE
1GK	1GKE +	1RGPR 4B	T8	225	Normal	model board	rack	148	151	TRUE	TRUE	FALSE	FALSE
N-1GK	N10-TWR MB	1GKE -	T8	226	Normal	model board	model board	242	148	TRUE	TRUE	TRUE	FALSE
B10-TWR	B10-TWR RACK T?	1RGPR 4H	T8	227	Normal	rack	rack	196	151	TRUE	TRUE	TRUE	FALSE
22HDGP	ICJCT T?1	22HDGPR COIL+	T9	228	Normal	unknown	shelf 2	218	155	FALSE	TRUE	FALSE	FALSE
N-22HDGP	ICJCT T?2	22HDGPR COIL-	T9	229	Normal	unknown	shelf 2	218	155	FALSE	TRUE	FALSE	FALSE
2HD-2	LVR-2 T4	2-3COSR 2H	T9	230	Normal	lever bed	shelf 2	231	154	TRUE	TRUE	FALSE	FALSE
2COSP	2-3COSR 2F	GRP-D T3	T9	231	Normal	shelf 2	shelf floor	154	212	TRUE	TRUE	FALSE	FALSE
2HD-1	2-3COSR 2B	1AR 2H	T9	232	Normal	shelf 2	shelf 3	154	146	TRUE	TRUE	FALSE	FALSE
2HD	1AR 2F	22HDGPR 1H	T9	233	Normal	shelf 3	shelf 2	146	155	TRUE	TRUE	FALSE	FALSE
2D	22HDGPR 1F	GRP-D T4	T9	234	Normal	shelf 2	shelf floor	155	212	TRUE	TRUE	FALSE	FALSE
2H	22HDGPR 1B	GRP-D T5	T9	235	Normal	shelf 2	shelf floor	155	212	TRUE	TRUE	FALSE	FALSE
3HD-2	LVR-3 T2	2-3COSR 3H	T9	236	Normal	lever bed	shelf 2	232	154	TRUE	TRUE	FALSE	FALSE
3COSP	2-3COSR 3F	GRP-D T6	T9	237	Normal	shelf 2	shelf floor	154	212	TRUE	TRUE	FALSE	FALSE
3HD-1	2-3COSR 3B	1AR 3H	T9	238	Normal	shelf 2	shelf 3	154	146	TRUE	TRUE	FALSE	FALSE
3HD	1AR 3F	22HDGPR 2H	T9	239	Normal	shelf 3	shelf 2	146	155	TRUE	TRUE	FALSE	FALSE
3D	22HDGPR 2F	GRP-D T7	T9	240	Normal	shelf 2	shelf floor	155	212	TRUE	TRUE	FALSE	FALSE
3H	22HDGPR 2B	GRP-D T8	T9	241	Normal	shelf 2	shelf floor	155	212	TRUE	TRUE	FALSE	FALSE
3HDGP	GRP-D T11	3HDGPR COIL+	T9	242	Normal	shelf floor	rack	212	166	TRUE	TRUE	FALSE	FALSE
2RGP	GRP-D T10	2RGPR COIL+	T9	243	Normal	shelf floor	rack	212	160	TRUE	TRUE	FALSE	FALSE
3RGP	GRP-D T12	3RGPR COIL+	T9	244	Normal	shelf floor	rack	212	167	TRUE	TRUE	FALSE	FALSE
N10-TWR	N10-TWR RACK T?	3HDGPR COIL-	T9	245	Normal	rack	rack	243	166	TRUE	TRUE	TRUE	FALSE
N10-TWR	N10-TWR RACK T?	2RGPR COIL-	T9	246	Normal	rack	rack	243	160	TRUE	TRUE	TRUE	FALSE
N10-TWR	N10-TWR RACK T?	3RGPR COIL-	T9	247	Normal	rack	rack	243	167	TRUE	TRUE	TRUE	FALSE
2GK	2GKE +	2RGPR 4B	T9	248	Normal	model board	rack	159	160	TRUE	TRUE	FALSE	FALSE
N-2GK	N10-TWR MB	2GKE -	T9	249	Normal	model board	model board	242	159	TRUE	TRUE	TRUE	FALSE
B10-TWR	B10-TWR RACK T?	2RGPR 4H	T9	250	Normal	rack	rack	196	160	TRUE	TRUE	TRUE	FALSE
3GK	3GKE +	3RGPR 4B	T9	251	Normal	model board	rack	165	167	TRUE	TRUE	FALSE	FALSE
N-3GK	N10-TWR MB	3GKE -	T9	252	Normal	model board	model board	242	165	TRUE	TRUE	TRUE	FALSE
B10-TWR	B10-TWR RACK T?	3RGPR 4H	T9	253	Normal	rack	rack	196	167	TRUE	TRUE	TRUE	FALSE
4H	LVR-4 T4	GRP-D T9	T10	254	Normal	lever bed	shelf floor	233	212	TRUE	TRUE	FALSE	FALSE
5H	LVR-5 T4	5HR COIL+	T10	255	Normal	lever bed	shelf 4	234	173	TRUE	TRUE	FALSE	FALSE
N10-TWR	N10-TWR S4 T2	5HR COIL-	T10	256	Normal	shelf 4	shelf 4	247	173	TRUE	TRUE	TRUE	FALSE
BX10-TWR	BX10-TWR T?	5HR 3H	T10	257	Normal	shelf top	shelf 4	202	173	TRUE	TRUE	FALSE	FALSE
5HG	5HR 3F	GRP-C T4	T10	258	Normal	shelf 4	shelf floor	173	211	TRUE	TRUE	FALSE	FALSE
5RG	5HR 3B	GRP-C T5	T10	259	Normal	shelf 4	shelf floor	173	211	TRUE	TRUE	FALSE	FALSE
**STRAP**	5HR 3H	5HR 4H	T10	260	Normal	shelf 4	shelf 4	173	173	TRUE	TRUE	TRUE	TRUE
**STRAP**	5HR 3F	5HR 4F	T10	261	Normal	shelf 4	shelf 4	173	173	TRUE	TRUE	TRUE	TRUE
**STRAP**	5HR 3B	5HR 4B	T10	262	Normal	shelf 4	shelf 4	173	173	TRUE	TRUE	TRUE	TRUE
NX10-TWR	NX10-TWR T?	5GE RESISTOR -	T10	263	Normal	shelf top	0	249	171	TRUE	TRUE	FALSE	FALSE
5NX10	5GE RESISTOR +	GRP-C T6	T10	264	Normal	0	shelf floor	171	211	TRUE	TRUE	FALSE	FALSE
9WCK	9WCKE +	9RWPR 2H	T10	265	Normal	model board	shelf 1	192	191	TRUE	TRUE	FALSE	FALSE
N-9WCK	N10-TWR MB	9WCKE -	T10	266	Normal	model board	model board	242	192	TRUE	TRUE	TRUE	FALSE
9WCK-1	9RWPR 2F	LVR-9 T4	T10	267	Normal	shelf 1	lever bed	191	238	TRUE	TRUE	FALSE	FALSE
9WCK-A	9RWPR 2B	LVR-9 T2	T10	268	Normal	shelf 1	lever bed	191	238	TRUE	TRUE	FALSE	FALSE
9WCK-2	LVR-9 T3	9NWPR 2B	T10	269	Normal	lever bed	shelf 1	238	190	TRUE	TRUE	FALSE	FALSE
9WCK-A1	LVR-9 T1	9NWPR 2F	T10	270	Normal	lever bed	shelf 1	238	190	TRUE	TRUE	FALSE	FALSE
B10-TWR	B10-TWR S1 T2	9NWPR 2H	T10	271	Normal	shelf 1	shelf 1	197	190	TRUE	TRUE	TRUE	FALSE
10WCK	10WCKE +	10RWPR 2H	T10	272	Normal	model board	shelf 1	104	103	TRUE	TRUE	FALSE	FALSE
N-10WCK	N10-TWR MB	10WCKE -	T10	273	Normal	model board	model board	242	104	TRUE	TRUE	TRUE	FALSE
10WCK-1	10RWPR 2F	LVR-10 T4	T10	274	Normal	shelf 1	lever bed	103	224	TRUE	TRUE	FALSE	FALSE
10WCK-A	10RWPR 2B	LVR-10 T2	T10	275	Normal	shelf 1	lever bed	103	224	TRUE	TRUE	FALSE	FALSE
10WCK-2	LVR-10 T3	10NWPR 2B	T10	276	Normal	lever bed	shelf 1	224	102	TRUE	TRUE	FALSE	FALSE
10WCK-A1	LVR-10 T1	10NWPR 2F	T10	277	Normal	lever bed	shelf 1	224	102	TRUE	TRUE	FALSE	FALSE
B10-TWR	B10-TWR S1 T3	10NWPR 2H	T10	278	Normal	shelf 1	shelf 1	197	102	TRUE	TRUE	TRUE	FALSE
B10-9SCC	B10-TWR S1 T7	GRP-C T7	T11	279	Normal	shelf 1	shelf floor	197	211	TRUE	TRUE	FALSE	FALSE
N10-TWR	N10-TWR S1 T2	9NWPR COIL-	T11	280	Normal	shelf 1	shelf 1	244	190	TRUE	TRUE	TRUE	FALSE
9NWP	9NWPR COIL+	9RWPR 1B	T11	281	Normal	shelf 1	shelf 1	190	191	TRUE	TRUE	TRUE	FALSE
9NWP-1	9RWPR 1H	GRP-C T8	T11	282	Normal	shelf 1	shelf floor	191	211	TRUE	TRUE	FALSE	FALSE
N10-TWR	N10-TWR S1 T3	9RWPR COIL-	T11	283	Normal	shelf 1	shelf 1	244	191	TRUE	TRUE	TRUE	FALSE
9RWP	9RWPR COIL+	9NWPR 1B	T11	284	Normal	shelf 1	shelf 1	191	190	TRUE	TRUE	TRUE	FALSE
9RWP-1	9NWPR 1H	GRP-C T9	T11	285	Normal	shelf 1	shelf floor	190	211	TRUE	TRUE	FALSE	FALSE
B10-10SCC	B10-TWR S1 T8	GRP-C T1	T11	286	Normal	shelf 1	shelf floor	197	211	TRUE	TRUE	FALSE	FALSE
N10-TWR	N10-TWR S1 T4	10NWPR COIL-	T11	287	Normal	shelf 1	shelf 1	244	102	TRUE	TRUE	TRUE	FALSE
10NWP	10NWPR COIL+	10RWPR 1B	T11	288	Normal	shelf 1	shelf 1	102	103	TRUE	TRUE	TRUE	FALSE
10NWP-1	10RWPR 1H	GRP-C T2	T11	289	Normal	shelf 1	shelf floor	103	211	TRUE	TRUE	FALSE	FALSE
N10-TWR	N10-TWR S1 T5	10RWPR COIL-	T11	290	Normal	shelf 1	shelf 1	244	103	TRUE	TRUE	TRUE	FALSE
10RWP	10RWPR COIL+	10NWPR 1B	T11	291	Normal	shelf 1	shelf 1	103	102	TRUE	TRUE	TRUE	FALSE
10RWP-1	10NWPR 1H	GRP-C T3	T11	292	Normal	shelf 1	shelf floor	102	211	TRUE	TRUE	FALSE	FALSE
14BTK	14BTKE +	14BTR 1B	T12	293	Normal	model board	shelf 3	128	131	TRUE	TRUE	FALSE	FALSE
N-14BTK	N10-TWR MB	14BTKE -	T12	294	Normal	model board	model board	242	128	TRUE	TRUE	TRUE	FALSE
B10-TWR	B10-TWR S3 T4	14BTR 1H	T12	295	Normal	shelf 3	shelf 3	199	131	TRUE	TRUE	TRUE	FALSE
14BTP-B1	14BTR 1F	SB PB 1H	T12	296	Normal	shelf 3	lever top	131	251	TRUE	TRUE	FALSE	FALSE
14BTP-B	SB PB 1F	14BTPR COIL+	T12	297	Normal	lever top	shelf 3	251	130	TRUE	TRUE	FALSE	FALSE
14BTP-1	14BTR 1F	14BTPR 2H	T12	298	Normal	shelf 3	shelf 3	131	130	TRUE	TRUE	TRUE	FALSE
14BTP	14BTPR 2F	14BTPR COIL+	T12	299	Normal	shelf 3	shelf 3	130	130	TRUE	TRUE	TRUE	FALSE
14BTK1	14BTKE1 +	14BTPR 4B	T12	300	Normal	model board	shelf 3	129	130	TRUE	TRUE	FALSE	FALSE
N-14BTK1	N10-TWR MB	14BTKE1 -	T12	301	Normal	model board	model board	242	129	TRUE	TRUE	TRUE	FALSE
14ATK	14ATKE +	14ATR 1B	T12	302	Normal	model board	shelf 3	121	124	TRUE	TRUE	FALSE	FALSE
N-14ATK	N10-TWR MB	14ATKE -	T12	303	Normal	model board	model board	242	121	TRUE	TRUE	TRUE	FALSE
B10-TWR	B10-TWR S3 T3	14ATR 1H	T12	304	Normal	shelf 3	shelf 3	199	124	TRUE	TRUE	TRUE	FALSE
14ATP-B1	14ATR 1F	NB PB 1H	T12	305	Normal	shelf 3	lever top	124	248	TRUE	TRUE	FALSE	FALSE
14ATP-B	NB PB 1F	14ATPR COIL+	T12	306	Normal	lever top	shelf 3	248	123	TRUE	TRUE	FALSE	FALSE
14ATP-1	14ATR 1F	14ATPR 7H	T12	307	Normal	shelf 3	shelf 3	124	123	TRUE	TRUE	TRUE	FALSE
14ATP	14ATPR 7F	14ATPR COIL+	T12	308	Normal	shelf 3	shelf 3	123	123	TRUE	TRUE	TRUE	FALSE
14ATK1	14ATKE1 +	14ATPR 5B	T12	309	Normal	model board	shelf 3	122	123	TRUE	TRUE	FALSE	FALSE
N-14ATK1	N10-TWR MB	14ATKE1 -	T12	310	Normal	model board	model board	242	122	TRUE	TRUE	TRUE	FALSE
N10-TWR	N10-TWR S3 T2	14BTPR COIL-	T12	311	Normal	shelf 3	shelf 3	246	130	TRUE	TRUE	TRUE	FALSE
**STRAP**	14BTPR COIL-	14ATPR COIL-	T12	312	Normal	shelf 3	shelf 3	130	123	TRUE	TRUE	TRUE	TRUE
B10-TWR	B10-TWR S3 T5	14BTPR 4H	T12	313	Normal	shelf 3	shelf 3	199	130	TRUE	TRUE	TRUE	FALSE
**STRAP**	14BTPR 4H	14ATPR 5H	T12	314	Normal	shelf 3	shelf 3	130	123	TRUE	TRUE	TRUE	TRUE
**STRAP**	14ATR 1H	14ATR 2H	T12	315	Normal	shelf 3	shelf 3	124	124	TRUE	TRUE	TRUE	TRUE
14A-1	14ATR 2F	14BTR 2F	T12	316	Normal	shelf 3	shelf 3	124	131	TRUE	TRUE	TRUE	FALSE
14A	14BTR 2H	14AR COIL+	T12	317	Normal	shelf 3	shelf 4	131	117	TRUE	TRUE	FALSE	FALSE
N10-TWR	N10-TWR S4 T10	14AR COIL-	T12	318	Normal	shelf 4	shelf 4	247	117	TRUE	TRUE	TRUE	FALSE
B10-TWR	B10-TWR LVR T11	LVR-12 T2	T13	319	Normal	lever bed	lever bed	194	226	TRUE	TRUE	TRUE	FALSE
**STRAP**	LVR-12 T2	LVR-12 T3	T13	320	Normal	lever bed	lever bed	226	226	TRUE	TRUE	TRUE	TRUE
12NLP-1	LVR-12 T1	GRP-A T1	T13	321	Normal	lever bed	shelf floor	226	209	TRUE	TRUE	FALSE	FALSE
12RLP-1	LVR-12 T4	GRP-A T2	T13	322	Normal	lever bed	shelf floor	226	209	TRUE	TRUE	FALSE	FALSE
14HD	LVR-14 T4	14-16COSR 2H	T13	323	Normal	lever bed	shelf 2	228	115	TRUE	TRUE	FALSE	FALSE
14BH-1	14-16COSR 2F	12WCKR 2H	T13	324	Normal	shelf 2	shelf 4	115	112	TRUE	TRUE	FALSE	FALSE
14BH	12WCKR 2F	GRP-A T11	T13	325	Normal	shelf 4	shelf floor	112	209	TRUE	TRUE	FALSE	FALSE
14AD-2	14-16COSR 2B	16APR 3H	T13	326	Normal	shelf 2	shelf 3	115	140	TRUE	TRUE	FALSE	FALSE
14AD-1	16APR 3F	12WCKR 3H	T13	327	Normal	shelf 3	shelf 4	140	112	TRUE	TRUE	FALSE	FALSE
14AD	12WCKR 3F	GRP-A T10	T13	328	Normal	shelf 4	shelf floor	112	209	TRUE	TRUE	FALSE	FALSE
N10-CASEA	N10-CASEA T2	16APR COIL-	T13	329	Normal	rack	shelf 3	239	140	TRUE	TRUE	FALSE	FALSE
N10-CASEA	N10-CASEA T3	14RGPR COIL-	T13	330	Normal	rack	rack	239	134	TRUE	TRUE	TRUE	FALSE
N10-CASEA	N10-CASEA T4	14HDGPR COIL-	T13	331	Normal	rack	rack	239	133	TRUE	TRUE	TRUE	FALSE
N10-CASEA *	N10-CASEA T1	GRP-A T6	T13	332	Normal	rack	shelf floor	239	209	TRUE	TRUE	FALSE	FALSE
16AP	16APR COIL+	GRP-A T7	T13	333	Normal	shelf 3	shelf floor	140	209	TRUE	TRUE	FALSE	FALSE
14RGP	14RGPR COIL+	GRP-A T12	T13	334	Normal	rack	shelf floor	134	209	TRUE	TRUE	FALSE	FALSE
14HDGP	14HDGPR COIL+	GRP-B T1	T13	335	Normal	rack	shelf floor	133	210	TRUE	TRUE	FALSE	FALSE
12WPP	GRP-A T4	12RWPPR 1H	T13	336	Normal	shelf floor	shelf 1	209	106	TRUE	TRUE	FALSE	FALSE
12WPP-A	12RWPPR 1H	12NWPPR 1H	T13	337	Normal	shelf 1	shelf 1	106	105	TRUE	TRUE	TRUE	FALSE
12WPP-1	12RWPPR 1B	12NWPPR COIL+	T13	338	Normal	shelf 1	shelf 1	106	105	TRUE	TRUE	TRUE	FALSE
12WPP-A1	12NWPPR 1B	12RWPPR COIL-	T13	339	Normal	shelf 1	shelf 1	105	106	TRUE	TRUE	TRUE	FALSE
N-12WPP-A	12NWPPR COIL-	12RWPPR COIL+	T13	340	Normal	shelf 1	shelf 1	105	106	TRUE	TRUE	TRUE	FALSE
N-12WPP	12RWPPR COIL+	GRP-A T5	T13	341	Normal	shelf 1	shelf floor	106	209	TRUE	TRUE	FALSE	FALSE
N10-TWR	N10-TWR MAIN T8	GRP-A T3	T13	342	Normal	shelf top	shelf floor	241	209	TRUE	TRUE	FALSE	FALSE
N10-TWR	N10-TWR S4 T9	12WCKR COIL-	T13	343	Normal	shelf 4	shelf 4	247	112	TRUE	TRUE	TRUE	FALSE
12WCK	12WCKR COIL+	12NWPPR 2H	T13	344	Normal	shelf 4	shelf 1	112	105	TRUE	TRUE	FALSE	FALSE
12WCK-1	12NWPPR 2F	LVR-12 T6	T13	345	Normal	shelf 1	lever bed	105	226	TRUE	TRUE	FALSE	FALSE
12WCK-A	12NWPPR 2B	LVR-12 T8	T13	346	Normal	shelf 1	lever bed	105	226	TRUE	TRUE	FALSE	FALSE
12WCK-2	LVR-12 T5	12RWPPR 2B	T13	347	Normal	lever bed	shelf 1	226	106	TRUE	TRUE	FALSE	FALSE
12WCK-A1	LVR-12 T7	12RWPPR 2F	T13	348	Normal	lever bed	shelf 1	226	106	TRUE	TRUE	FALSE	FALSE
B10-TWR	B10-TWR S1 T5	12RWPPR 2H	T13	349	Normal	shelf 1	shelf 1	197	106	TRUE	TRUE	TRUE	FALSE
12WCK	12WCKE +	12WCKR 1F	T13	350	Normal	model board	shelf 4	111	112	TRUE	TRUE	FALSE	FALSE
N-12WCK	N10-TWR MB	12WCKE -	T13	351	Normal	model board	model board	242	111	TRUE	TRUE	TRUE	FALSE
B10-TWR	B10-TWR S4 T6	12WCKR 1H	T13	352	Normal	shelf 4	shelf 4	200	112	TRUE	TRUE	TRUE	FALSE
16ATK	16ATKE +	16APR 1B	T13	353	Normal	model board	shelf 3	141	140	TRUE	TRUE	FALSE	FALSE
N-16ATK	N10-TWR MB	16ATKE -	T13	354	Normal	model board	model board	242	141	TRUE	TRUE	TRUE	FALSE
B10-TWR	B10-TWR S3 T2	16APR 1H	T13	355	Normal	shelf 3	shelf 3	199	140	TRUE	TRUE	TRUE	FALSE
14GK	14GKE +	14RGPR 4B	T13	356	Normal	model board	rack	132	134	TRUE	TRUE	FALSE	FALSE
N-14GK	N10-TWR MB	14GKE -	T13	357	Normal	model board	model board	242	132	TRUE	TRUE	TRUE	FALSE
B10-TWR	B10-TWR RACK T?	14RGPR 4H	T13	358	Normal	rack	rack	196	134	TRUE	TRUE	TRUE	FALSE
15D-1	LVR-15 T1	16APR 4H	T14	359	Normal	lever bed	shelf 3	229	140	TRUE	TRUE	FALSE	FALSE
15D	16APR 4F	15DR COIL+	T14	360	Normal	shelf 3	rack	140	135	TRUE	TRUE	FALSE	FALSE
N10-TWR	N10-TWR RACK T?	15DR COIL-	T14	361	Normal	rack	rack	243	135	TRUE	TRUE	TRUE	FALSE
15HD-2	16APR 4H	15DR 1H	T14	362	Normal	shelf 3	rack	140	135	TRUE	TRUE	FALSE	FALSE
N10-TWR	N10-TWR RACK T?	15DR 2H	T14	363	Normal	rack	rack	243	135	TRUE	TRUE	TRUE	FALSE
**STRAP**	15DR 1B	15DR 2F	T14	364	Normal	rack	rack	135	135	TRUE	TRUE	TRUE	TRUE
**STRAP**	15DR 1F	15DR 2B	T14	365	Normal	rack	rack	135	135	TRUE	TRUE	TRUE	TRUE
15HD-1	15DR 1F	12WCKR 4F	T14	366	Normal	rack	shelf 4	135	112	TRUE	TRUE	FALSE	FALSE
N-15HD-1	15DR 2F	12WCKR 5F	T14	367	Normal	rack	shelf 4	135	112	TRUE	TRUE	FALSE	FALSE
**STRAP**	12WCKR 4B	12WCKR 5B	T14	368	Normal	shelf 4	shelf 4	112	112	TRUE	TRUE	TRUE	TRUE
15HD	12WCKR 4H	GRP-B T2	T14	369	Normal	shelf 4	shelf floor	112	210	TRUE	TRUE	FALSE	FALSE
N-15HD	12WCKR 5H	GRP-B T3	T14	370	Normal	shelf 4	shelf floor	112	210	TRUE	TRUE	FALSE	FALSE
0	12RWPPR 2F	LVR-16 T9	0	371	Normal	shelf 1	lever bed	106	230	TRUE	TRUE	FALSE	FALSE
0	LVR-16 T10	16VGR COIL+	0	372	Normal	lever bed	shelf 1	230	144	TRUE	TRUE	FALSE	FALSE
0	16VGR COIL-	N10-TWR S2 T?	0	373	Normal	shelf 1	shelf 2	144	245	TRUE	TRUE	FALSE	FALSE
16AHD-2	LVR-16 T4	14-16COSR 3H	T15	374	Normal	lever bed	shelf 2	230	115	TRUE	TRUE	FALSE	FALSE
16BHD-1	LVR-16 T8	14-16COSR 4H	T15	375	Normal	lever bed	shelf 2	230	115	TRUE	TRUE	FALSE	FALSE
**STRAP**	14-16COSR 3F	14-16COSR 4F	T15	376	Normal	shelf 2	shelf 2	115	115	TRUE	TRUE	TRUE	TRUE
16COSP-1	14-16COSR 3F	12WCKR 6H	T15	377	Normal	shelf 2	shelf 4	115	112	TRUE	TRUE	FALSE	FALSE
16AHD-1	14-16COSR 3B	14AR 1H	T15	378	Normal	shelf 2	shelf 4	115	117	TRUE	TRUE	FALSE	FALSE
16AHD	14AR 1F	23HDGPR 1H	T15	379	Normal	shelf 4	shelf 2	117	156	TRUE	TRUE	FALSE	FALSE
16AD-1	23HDGPR 1F	12WCKR 7H	T15	380	Normal	shelf 2	shelf 4	156	112	TRUE	TRUE	FALSE	FALSE
16AH-1	23HDGPR 1H	12WCKR 8H	T15	381	Normal	shelf 2	shelf 4	156	112	TRUE	TRUE	FALSE	FALSE
16BHD	14-16COSR 4B	3HDGPR 1H	T15	382	Normal	shelf 2	rack	115	166	TRUE	TRUE	FALSE	FALSE
16BD-1	3HDGPR 1F	12WCKR 9H	T15	383	Normal	rack	shelf 4	166	112	TRUE	TRUE	FALSE	FALSE
16BH-1	3HDGPR 1H	12WCKR 10H	T15	384	Normal	rack	shelf 4	166	112	TRUE	TRUE	FALSE	FALSE
16COSP	12WCKR 6F	GRP-B T10	T15	385	Normal	shelf 4	shelf floor	112	210	TRUE	TRUE	FALSE	FALSE
16AD	12WCKR 7F	GRP-B T7	T15	386	Normal	shelf 4	shelf floor	112	210	TRUE	TRUE	FALSE	FALSE
16AH	12WCKR 8F	GRP-B T6	T15	387	Normal	shelf 4	shelf floor	112	210	TRUE	TRUE	FALSE	FALSE
16BD	12WCKR 9F	GRP-B T9	T15	388	Normal	shelf 4	shelf floor	112	210	TRUE	TRUE	FALSE	FALSE
16BH	12WCKR 10F	GRP-B T8	T15	389	Normal	shelf 4	shelf floor	112	210	TRUE	TRUE	FALSE	FALSE
N10-CASEA	N10-CASEA T5	15RGPR COIL-	T15	390	Normal	rack	rack	239	138	TRUE	TRUE	TRUE	FALSE
N10-CASEA	N10-CASEA T7	16RGPR COIL-	T15	391	Normal	rack	rack	239	143	TRUE	TRUE	TRUE	FALSE
N10-CASEA	N10-CASEA T6	15HDGPR COIL-	T15	392	Normal	rack	rack	239	137	TRUE	TRUE	TRUE	FALSE
15RGP	GRP-B T4	15RGPR COIL+	T15	393	Normal	shelf floor	rack	210	138	TRUE	TRUE	FALSE	FALSE
16RGP	GRP-B T11	16RGPR COIL+	T15	394	Normal	shelf floor	rack	210	143	TRUE	TRUE	FALSE	FALSE
15HDGP	GRP-B T5	15HDGPR COIL+	T15	395	Normal	shelf floor	rack	210	137	TRUE	TRUE	FALSE	FALSE
23HDG	23HDGPR COIL+	ICJCT T?3	T15	396	Normal	shelf 2	unknown	156	218	TRUE	FALSE	FALSE	FALSE
N-23HDG	23HDGPR COIL-	ICJCT T?4	T15	397	Normal	shelf 2	unknown	156	218	TRUE	FALSE	FALSE	FALSE
15GK	15GKE +	15RGPR 3B	T15	398	Normal	model board	rack	136	138	TRUE	TRUE	FALSE	FALSE
N-15GK	N10-TWR MB	15GKE -	T15	399	Normal	model board	model board	242	136	TRUE	TRUE	TRUE	FALSE
B10-TWR	B10-TWR RACK T?	15RGPR 3H	T15	400	Normal	rack	rack	196	138	TRUE	TRUE	TRUE	FALSE
16GK	16GKE +	16RGPR 4B	T15	401	Normal	model board	rack	142	143	TRUE	TRUE	FALSE	FALSE
N-16GK	N10-TWR MB	16GKE -	T15	402	Normal	model board	model board	242	142	TRUE	TRUE	TRUE	FALSE
B10-TWR	B10-TWR RACK T?	16RGPR 4H	T15	403	Normal	rack	rack	196	143	TRUE	TRUE	TRUE	FALSE
H-1-6N-B10	B10-TWR LVR T2	LVR-1 T1	T16	404	Normal	lever bed	lever bed	194	223	TRUE	TRUE	TRUE	FALSE
H-1-6R-B10	B10-TWR LVR T3	LVR-1 T5	T16	405	Normal	lever bed	lever bed	194	223	TRUE	TRUE	TRUE	FALSE
**STRAP**	LVR-1 T2	LVR-1 T3	T16	406	Normal	lever bed	lever bed	223	223	TRUE	TRUE	TRUE	TRUE
**STRAP**	LVR-1 T6	LVR-1 T7	T16	407	Normal	lever bed	lever bed	223	223	TRUE	TRUE	TRUE	TRUE
H-1-6N	LVR-1 T3	6NWPPR 3F	T16	408	Normal	lever bed	shelf 1	223	175	TRUE	TRUE	FALSE	FALSE
H-6A	6NWPPR 3H	6RWPPR 3H	T16	409	Normal	shelf 1	shelf 1	175	176	TRUE	TRUE	TRUE	FALSE
H-1-6R	LVR-1 T7	6RWPPR 3F	T16	410	Normal	lever bed	shelf 1	223	176	TRUE	TRUE	FALSE	FALSE
H-6A-A	6NWPPR 3B	6RWPPR 3B	T16	411	Normal	shelf 1	shelf 1	175	176	TRUE	TRUE	TRUE	FALSE
H-6A-6B	6RWPPR 3B	6TPSR 4F	T16	412	Normal	shelf 1	shelf 4	176	183	TRUE	TRUE	FALSE	FALSE
H-6A-6B-1	6TPSR 4H	6RWPPR 4B	T16	413	Normal	shelf 4	shelf 1	183	176	TRUE	TRUE	FALSE	FALSE
H-6B-A	6NWPPR 4B	6RWPPR 4B	T16	414	Normal	shelf 1	shelf 1	175	176	TRUE	TRUE	TRUE	FALSE
H-6B	6NWPPR 4H	6RWPPR 4H	T16	415	Normal	shelf 1	shelf 1	175	176	TRUE	TRUE	TRUE	FALSE
H-3-6R	6RWPPR 4F	LVR-3 T1	T16	416	Normal	shelf 1	lever bed	176	232	TRUE	TRUE	FALSE	FALSE
H-6R-9	6RWPPR 4F	1VGR 1F	T16	417	Normal	shelf 1	shelf 1	176	152	TRUE	TRUE	TRUE	FALSE
H-3-9-B10	B10-TWR S1 T?	1VGR 1B	T16	418	Normal	shelf 1	shelf 1	197	152	TRUE	TRUE	TRUE	FALSE
H-3-9	1VGR 1H	9-10TPSR 4H	T16	419	Normal	shelf 1	shelf 4	152	189	TRUE	TRUE	FALSE	FALSE
H-2-6N	LVR-2 T3	6NWPPR 4F	T16	420	Normal	lever bed	shelf 1	231	175	TRUE	TRUE	FALSE	FALSE
**STRAP**	LVR-2 T3	LVR-2 T2	T16	421	Normal	lever bed	lever bed	231	231	TRUE	TRUE	TRUE	TRUE
H-2-6N-B10	B10-TWR LVR T5	LVR-2 T1	T16	422	Normal	lever bed	lever bed	194	231	TRUE	TRUE	TRUE	FALSE
**STRAP**	LVR-4 T2	LVR-4 T3	T16	423	Normal	lever bed	lever bed	233	233	TRUE	TRUE	TRUE	TRUE
H-4-9R-B10	B10-TWR LVR T8	LVR-4 T1	T16	424	Normal	lever bed	lever bed	194	233	TRUE	TRUE	TRUE	FALSE
H-4-9R	LVR-4 T3	LVR-9 T7	T16	425	Normal	lever bed	lever bed	233	238	TRUE	TRUE	TRUE	FALSE
H-4-9R-1	LVR-9 T8	9RWPR 3F	T16	426	Normal	lever bed	shelf 1	238	191	TRUE	TRUE	FALSE	FALSE
H-9	9RWPR 3H	9NWPR 3H	T16	427	Normal	shelf 1	shelf 1	191	190	TRUE	TRUE	TRUE	FALSE
H-3-9-1	9-10TPSR 4F	9RWPR 3B	T16	428	Normal	shelf 4	shelf 1	189	191	TRUE	TRUE	FALSE	FALSE
H-9-A	9RWPR 3B	9NWPR 3B	T16	429	Normal	shelf 1	shelf 1	191	190	TRUE	TRUE	TRUE	FALSE
H-9N-10	9NWPR 3F	LVR-9 T5	T16	430	Normal	shelf 1	lever bed	190	238	TRUE	TRUE	FALSE	FALSE
H-9N-10-1	LVR-9 T6	10RWPR 3B	T16	431	Normal	lever bed	shelf 1	238	103	TRUE	TRUE	FALSE	FALSE
H-10	10RWPR 3H	10NWPR 3H	T16	432	Normal	shelf 1	shelf 1	103	102	TRUE	TRUE	TRUE	FALSE
H-10-A	10RWPR 3B	10NWPR 3B	T16	433	Normal	shelf 1	shelf 1	103	102	TRUE	TRUE	TRUE	FALSE
H-5-10R-1	10RWPR 3F	LVR-10 T7	T16	434	Normal	shelf 1	lever bed	103	224	TRUE	TRUE	FALSE	FALSE
H-5-10R	LVR-10 T8	LVR-5 T3	T16	435	Normal	lever bed	lever bed	224	234	TRUE	TRUE	TRUE	FALSE
**STRAP**	LVR-5 T3	LVR-5 T2	T16	436	Normal	lever bed	lever bed	234	234	TRUE	TRUE	TRUE	TRUE
H-5-10R-B10	B10-TWR LVR T9	LVR-5 T1	T16	437	Normal	lever bed	lever bed	194	234	TRUE	TRUE	TRUE	FALSE
H-10N-15	10NWPR 3F	LVR-10 T6	T16	438	Normal	shelf 1	lever bed	102	224	TRUE	TRUE	FALSE	FALSE
H-10N-15-1	LVR-10 T5	16VGR 1H	T16	439	Normal	lever bed	shelf 1	224	144	TRUE	TRUE	FALSE	FALSE
H-10N-15-B10	B10-TWR S2 T?	16VGR 1B	T16	440	Normal	shelf 2	shelf 1	198	144	TRUE	TRUE	FALSE	FALSE
H-10N-12R	16VGR 1F	12RWPPR 3F	T16	441	Normal	shelf 1	shelf 1	144	106	TRUE	TRUE	TRUE	FALSE
H-12R-15	LVR-15 T2	12RWPPR 3F	T16	442	Normal	lever bed	shelf 1	229	106	TRUE	TRUE	FALSE	FALSE
H-12N-14-B10	B10-TWR LVR T12	LVR-14 T1	T16	443	Normal	lever bed	lever bed	194	228	TRUE	TRUE	TRUE	FALSE
**STRAP**	LVR-14 T2	LVR-14 T3	T16	444	Normal	lever bed	lever bed	228	228	TRUE	TRUE	TRUE	TRUE
H-12N-14	LVR-14 T3	12NWPPR 3F	T16	445	Normal	lever bed	shelf 1	228	105	TRUE	TRUE	FALSE	FALSE
H-12A	12NWPPR 3H	12RWPPR 3H	T16	446	Normal	shelf 1	shelf 1	105	106	TRUE	TRUE	TRUE	FALSE
H-12A-A	12NWPPR 3B	12RWPPR 3B	T16	447	Normal	shelf 1	shelf 1	105	106	TRUE	TRUE	TRUE	FALSE
H-12A-12B	12RWPPR 3B	12TPSR 4F	T16	448	Normal	shelf 1	shelf 4	106	110	TRUE	TRUE	FALSE	FALSE
H-12A-12B-1	12TPSR 4H	12RWPPR 4B	T16	449	Normal	shelf 4	shelf 1	110	106	TRUE	TRUE	FALSE	FALSE
H-12B	12NWPPR 4B	12RWPPR 4B	T16	450	Normal	shelf 1	shelf 1	105	106	TRUE	TRUE	TRUE	FALSE
H-12R-16	LVR-16 T7	12RWPPR 4F	T16	451	Normal	lever bed	shelf 1	230	106	TRUE	TRUE	FALSE	FALSE
H-12B-B	12NWPPR 4H	12RWPPR 4H	T16	452	Normal	shelf 1	shelf 1	105	106	TRUE	TRUE	TRUE	FALSE
H-12N-16	LVR-16 T3	12NWPPR 4F	T16	453	Normal	lever bed	shelf 1	230	105	TRUE	TRUE	FALSE	FALSE
**STRAP**	LVR-16 T3	LVR-16 T2	T16	454	Normal	lever bed	lever bed	230	230	TRUE	TRUE	TRUE	TRUE
**STRAP**	LVR-16 T7	LVR-16 T6	T16	455	Normal	lever bed	lever bed	230	230	TRUE	TRUE	TRUE	TRUE
H-12N-16-B10	B10-TWR LVR T16	LVR-16 T1	T16	456	Normal	lever bed	lever bed	194	230	TRUE	TRUE	TRUE	FALSE
H-12R-16-B10	B10-TWR LVR T17	LVR-16 T5	T16	457	Normal	lever bed	lever bed	194	230	TRUE	TRUE	TRUE	FALSE
B10-TWR *	TWR-CRAGG +	B10-TWR MAIN T1	T18	458	Normal	shelf top	shelf top	253	195	TRUE	TRUE	TRUE	FALSE
N10-TWR *	TWR-CRAGG -	N10-TWR MAIN T1	T18	459	Normal	shelf top	shelf top	253	241	TRUE	TRUE	TRUE	FALSE
B10-TWR	B10-TWR MAIN T2	B10-TWR S1 T1	T18	460	Normal	shelf top	shelf 1	195	197	TRUE	TRUE	FALSE	FALSE
B10-TWR	B10-TWR MAIN T3	B10-TWR S2 T1	T18	461	Normal	shelf top	shelf 2	195	198	TRUE	TRUE	FALSE	FALSE
B10-TWR	B10-TWR MAIN T4	B10-TWR S3 T1	T18	462	Normal	shelf top	shelf 3	195	199	TRUE	TRUE	FALSE	FALSE
B10-TWR	B10-TWR MAIN T5	B10-TWR S4 T1	T18	463	Normal	shelf top	shelf 4	195	200	TRUE	TRUE	FALSE	FALSE
B10-TWR	B10-TWR MAIN T6	B10-TWR RACK T1	T18	464	Normal	shelf top	rack	195	196	TRUE	TRUE	FALSE	FALSE
B10-TWR	B10-TWR MAIN T7	B10-TWR LVR T1	T18	465	Normal	shelf top	lever bed	195	194	TRUE	TRUE	FALSE	FALSE
B10-TWR	B10-TWR MAIN T9	GRP-D T2	T18	466	Normal	shelf top	shelf floor	195	212	TRUE	TRUE	FALSE	FALSE
N10-TWR	N10-TWR MAIN T2	N10-TWR S1 T1	T18	467	Normal	shelf top	shelf 1	241	244	TRUE	TRUE	FALSE	FALSE
N10-TWR	N10-TWR MAIN T3	N10-TWR S2 T1	T18	468	Normal	shelf top	shelf 2	241	245	TRUE	TRUE	FALSE	FALSE
N10-TWR	N10-TWR MAIN T4	N10-TWR S3 T1	T18	469	Normal	shelf top	shelf 3	241	246	TRUE	TRUE	FALSE	FALSE
N10-TWR	N10-TWR MAIN T5	N10-TWR S4 T1	T18	470	Normal	shelf top	shelf 4	241	247	TRUE	TRUE	FALSE	FALSE
N10-TWR	N10-TWR MAIN T6	N10-TWR RACK T1	T18	471	Normal	shelf top	rack	241	243	TRUE	TRUE	FALSE	FALSE
N10-TWR	N10-TWR MAIN T7	N10-TWR LVR T1	T18	472	Normal	shelf top	lever bed	241	240	TRUE	TRUE	FALSE	FALSE
N10-TWR	N10-TWR LVR T4	N10-TWR MB	T18	473	Normal	lever bed	model board	240	242	TRUE	TRUE	FALSE	FALSE
N10-TWR	N10-TWR MAIN T9	GRP-D T1	T18	474	Normal	shelf top	shelf floor	241	212	TRUE	TRUE	FALSE	FALSE
BX10-TWR *	TWR-W10 BX10	BX10-TWR T?	0	475	Normal	shelf top	shelf top	254	202	TRUE	TRUE	TRUE	FALSE
NX10-TWR *	TWR-W10 NX10	NX10-TWR T?	0	476	Normal	shelf top	shelf top	254	249	TRUE	TRUE	TRUE	FALSE
**STRAP**	6TPR 2H	6TPR 3H	0	477	Normal	shelf 4	shelf 4	182	182	TRUE	TRUE	TRUE	TRUE
0	6TPR 3F	POSR COIL+	0	478	Normal	shelf 4	0	182	250	TRUE	TRUE	FALSE	FALSE
N10-TWR	N10-TWR MAIN T?	POSR COIL-	0	479	Normal	shelf top	0	241	250	TRUE	TRUE	FALSE	FALSE
B10-TWR	B10-TWR MAIN T?	POSR 1H	0	480	Normal	shelf top	0	195	250	TRUE	TRUE	FALSE	FALSE
0	POSR 1F	POSR COIL+	0	481	Normal	0	0	250	250	TRUE	TRUE	TRUE	FALSE
0	POSR 1B	14BTPR COIL+	0	482	Normal	0	shelf 3	250	130	TRUE	TRUE	FALSE	FALSE
**STRAP**	POSR 1H	POSR 2H	0	483	Normal	0	0	250	250	TRUE	TRUE	TRUE	TRUE
0	POSR 2B	14ATPR COIL+	0	484	Normal	0	shelf 3	250	123	TRUE	TRUE	FALSE	FALSE
1AX-1	1AR 6H	B10-TWR S3 T?	T2	2	Reverse	shelf 3	shelf 3	146	199	TRUE	TRUE	TRUE	FALSE
1AKS	1AKSR COIL+	1AR 6B	T2	3	Reverse	rack	shelf 3	145	146	TRUE	TRUE	FALSE	FALSE
N-1AKS	N10-TWR RACK T?	1AKSR COIL-	T2	4	Reverse	rack	rack	243	145	TRUE	TRUE	TRUE	FALSE
1AX	1AKSR 1H	1AR 6B	T2	5	Reverse	rack	shelf 3	145	146	TRUE	TRUE	FALSE	FALSE
2AX-1	2TR 4H	B10-TWR S3 T?	T2	6	Reverse	shelf 3	shelf 3	164	199	TRUE	TRUE	TRUE	FALSE
2AKS	2AKSR COIL+	2TR 4B	T2	7	Reverse	rack	shelf 3	157	164	TRUE	TRUE	FALSE	FALSE
N-2AKS	N10-TWR RACK T?	2AKSR COIL-	T2	8	Reverse	rack	rack	243	157	TRUE	TRUE	TRUE	FALSE
2AX	2AKSR 1H	2TR 4B	T2	9	Reverse	rack	shelf 3	157	164	TRUE	TRUE	FALSE	FALSE
14AX-1	14AR 4H	B10-TWR S3 T?	T2	10	Reverse	shelf 4	shelf 3	117	199	TRUE	TRUE	FALSE	FALSE
14AKS	14AKSR COIL+	14AR 4B	T2	11	Reverse	rack	shelf 4	116	117	TRUE	TRUE	FALSE	FALSE
N-14AKS	N10-TWR RACK T?	14AKSR COIL-	T2	12	Reverse	rack	rack	243	116	TRUE	TRUE	TRUE	FALSE
14AX	14AKSR 1H	14AR 4B	T2	13	Reverse	rack	shelf 4	116	117	TRUE	TRUE	FALSE	FALSE
16AX-1	16APR 6H	B10-TWR S3 T?	T2	14	Reverse	shelf 3	shelf 3	140	199	TRUE	TRUE	TRUE	FALSE
16AKS	16AKSR COIL+	16APR 6B	T2	15	Reverse	rack	shelf 3	139	140	TRUE	TRUE	FALSE	FALSE
N-16AKS	N10-TWR RACK T?	16AKSR COIL-	T2	16	Reverse	rack	rack	243	139	TRUE	TRUE	TRUE	FALSE
16AX	16AKSR 1H	16APR 6B	T2	17	Reverse	rack	shelf 3	139	140	TRUE	TRUE	FALSE	FALSE
AX-3	2AKSR 1B	1AKSR 1B	T2	18	Reverse	rack	rack	157	145	TRUE	TRUE	TRUE	FALSE
AX-2	14AKSR 1B	2AKSR 1B	T2	19	Reverse	rack	rack	116	157	TRUE	TRUE	TRUE	FALSE
AX-1	16AKSR 1B	14AKSR 1B	T2	20	Reverse	rack	rack	139	116	TRUE	TRUE	TRUE	FALSE
AX	BELL COIL+	16AKSR 1B	T2	21	Reverse	lever top	rack	201	139	TRUE	TRUE	FALSE	FALSE
N-AX	BELL COIL-	N10-TWR LVR T3	T2	22	Reverse	lever top	lever bed	201	240	TRUE	TRUE	FALSE	FALSE
2ATK	2TR 1B	2ATKE +	T3	23	Reverse	shelf 3	model board	164	158	TRUE	TRUE	FALSE	FALSE
N-2ATK	2ATKE -	N10-TWR MB	T3	24	Reverse	model board	model board	158	242	TRUE	TRUE	TRUE	FALSE
B10-TWR	2TR 1H	B10-TWR S3 T9	T3	25	Reverse	shelf 3	shelf 3	164	199	TRUE	TRUE	TRUE	FALSE
BX110	TWR-C4 BX	BX110	T3	26	Reverse	shelf top	shelf top	252	203	TRUE	TRUE	TRUE	FALSE
CX110	TWR-C4 CX	CX110	T3	27	Reverse	shelf top	shelf top	252	204	TRUE	TRUE	TRUE	FALSE
2TNX-1	2T TEST TERM -	TWR-C4 1TN	T3	28	Reverse	shelf 3	shelf top	161	252	TRUE	TRUE	FALSE	FALSE
2TNX	GRP-E T8	2T TEST TERM -	T3	29	Reverse	shelf floor	shelf 3	213	161	TRUE	TRUE	FALSE	FALSE
N-2T	2TR COIL-	2T TEST TERM +	T3	30	Reverse	shelf 3	shelf 3	164	161	TRUE	TRUE	TRUE	FALSE
2T	2T TRK RESISTOR 1-	2TR COIL+	T3	31	Reverse	shelf 3	shelf 3	162	164	TRUE	TRUE	TRUE	FALSE
**STRAP**	2T TRK RESISTOR 2+	2T TRK RESISTOR 1+	T3	32	Reverse	shelf 3	shelf 3	163	162	TRUE	TRUE	TRUE	TRUE
2TBX	GRP-E T7	2T TRK RESISTOR 2-	T3	33	Reverse	shelf floor	shelf 3	213	163	TRUE	TRUE	FALSE	FALSE
2TBX-1	2T TRK RESISTOR 2+	TWR-C4 1TB	T3	34	Reverse	shelf 3	shelf top	163	252	TRUE	TRUE	FALSE	FALSE
6TNX-1	6T TEST TERM -	TWR-C4 2TN	T3	35	Reverse	shelf 3	shelf top	177	252	TRUE	TRUE	FALSE	FALSE
6TNX	6T TRK ARRESTOR -	6T TEST TERM -	T3	36	Reverse	unknown	shelf 3	177	177	FALSE	TRUE	FALSE	FALSE
N-6T	6TR COIL-	6T TEST TERM +	T3	37	Reverse	shelf 3	shelf 3	184	177	TRUE	TRUE	TRUE	FALSE
6T	6T TRK RESISTOR 1-	6TR COIL+	T3	38	Reverse	shelf 3	shelf 3	178	184	TRUE	TRUE	TRUE	FALSE
**STRAP**	6T TRK RESISTOR 2+	6T TRK RESISTOR 1+	T3	39	Reverse	shelf 3	shelf 3	179	178	TRUE	TRUE	TRUE	TRUE
6TBX	6T TRK ARRESTOR +	6T TRK RESISTOR 2-	T3	40	Reverse	unknown	shelf 3	177	179	FALSE	TRUE	FALSE	FALSE
6TBX-1	6T TRK RESISTOR 2+	TWR-C4 2TB	T3	41	Reverse	shelf 3	shelf top	179	252	TRUE	TRUE	FALSE	FALSE
14ATNX-1	14AT TEST TERM -	TWR-C4 3TN	T3	42	Reverse	shelf 3	shelf top	118	252	TRUE	TRUE	FALSE	FALSE
14ATNX	14AT TRK ARRESTOR -	14AT TEST TERM -	T3	43	Reverse	unknown	shelf 3	118	118	FALSE	TRUE	FALSE	FALSE
N-14AT	14ATR COIL-	14AT TEST TERM +	T3	44	Reverse	shelf 3	shelf 3	124	118	TRUE	TRUE	TRUE	FALSE
14AT	14AT TRK RESISTOR 1-	14ATR COIL+	T3	45	Reverse	shelf 3	shelf 3	119	124	TRUE	TRUE	TRUE	FALSE
**STRAP**	14AT TRK RESISTOR 2+	14AT TRK RESISTOR 1+	T3	46	Reverse	shelf 3	shelf 3	120	119	TRUE	TRUE	TRUE	TRUE
14ATBX	14AT TRK ARRESTOR +	14AT TRK RESISTOR 2-	T3	47	Reverse	unknown	shelf 3	118	120	FALSE	TRUE	FALSE	FALSE
14ATBX-1	14AT TRK RESISTOR 2+	TWR-C4 3TB	T3	48	Reverse	shelf 3	shelf top	120	252	TRUE	TRUE	FALSE	FALSE
14BTNX-1	14BT TEST TERM -	TWR-C4 4TN	T3	49	Reverse	shelf 3	shelf top	125	252	TRUE	TRUE	FALSE	FALSE
14BTNX	14BT TRK ARRESTOR -	14BT TEST TERM -	T3	50	Reverse	unknown	shelf 3	125	125	FALSE	TRUE	FALSE	FALSE
N-14BT	14BTR COIL-	14BT TEST TERM +	T3	51	Reverse	shelf 3	shelf 3	131	125	TRUE	TRUE	TRUE	FALSE
14BT	14BT TRK RESISTOR 1-	14BTR COIL+	T3	52	Reverse	shelf 3	shelf 3	126	131	TRUE	TRUE	TRUE	FALSE
**STRAP**	14BT TRK RESISTOR 2+	14BT TRK RESISTOR 1+	T3	53	Reverse	shelf 3	shelf 3	127	126	TRUE	TRUE	TRUE	TRUE
14BTBX	14BT TRK ARRESTOR +	14BT TRK RESISTOR 2-	T3	54	Reverse	unknown	shelf 3	125	127	FALSE	TRUE	FALSE	FALSE
14BTBX-1	14BT TRK RESISTOR 2+	TWR-C4 4TB	T3	55	Reverse	shelf 3	shelf top	127	252	TRUE	TRUE	FALSE	FALSE
B10-TWR	6TPSR 3H	B10-TWR S4 T4	T4	56	Reverse	shelf 4	shelf 4	183	200	TRUE	TRUE	TRUE	FALSE
6TK	6TPSR 3B	6TKE +	T4	57	Reverse	shelf 4	model board	183	181	TRUE	TRUE	FALSE	FALSE
N-6TK	6TKE -	N10-TWR MB	T4	58	Reverse	model board	model board	181	242	TRUE	TRUE	TRUE	FALSE
7L-3	1-2-3ASR 2H	6TPSR 3F	T4	59	Reverse	shelf 4	shelf 4	101	183	TRUE	TRUE	TRUE	FALSE
7L-2	6TE 1H	1-2-3ASR 2F	T4	60	Reverse	lever top	shelf 4	180	101	TRUE	TRUE	FALSE	FALSE
7L-1	FLOOR PB 7 1H	6TE 1B	T4	61	Reverse	lever top	lever top	207	180	TRUE	TRUE	TRUE	FALSE
7L	LOCK-7 COIL+	FLOOR PB 7 1F	T4	62	Reverse	lever top	lever top	221	207	TRUE	TRUE	TRUE	FALSE
N10-TWR	LOCK-7 COIL-	N10-TWR LVR T5	T4	63	Reverse	lever top	lever bed	221	240	TRUE	TRUE	FALSE	FALSE
B10-TWR	1RGPR 1H	B10-TWR RACK T?	T4	64	Reverse	rack	rack	151	196	TRUE	TRUE	TRUE	FALSE
1-2-3AS-B3	2RGPR 1H	1RGPR 1F	T4	65	Reverse	rack	rack	160	151	TRUE	TRUE	TRUE	FALSE
1-2-3AS-B2	3RGPR 1H	2RGPR 1F	T4	66	Reverse	rack	rack	167	160	TRUE	TRUE	TRUE	FALSE
1-2-3AS-B1	6TPSR 2B	3RGPR 1F	T4	67	Reverse	shelf 4	rack	183	167	TRUE	TRUE	FALSE	FALSE
1-2-3AS-A1	6TE 5H	3RGPR 1F	T4	68	Reverse	lever top	rack	180	167	TRUE	TRUE	FALSE	FALSE
1-2-3AS-A	1-2-3ASR 1H	3RGPR 1F	T4	69	Reverse	shelf 4	rack	101	167	TRUE	TRUE	FALSE	FALSE
**STRAP**	1-2-3ASR 1F	1-2-3ASR COIL+	T4	70	Reverse	shelf 4	shelf 4	101	101	TRUE	TRUE	TRUE	TRUE
1-2-3AS-B	1-2-3ASR COIL+	6TPSR 2H	T4	71	Reverse	shelf 4	shelf 4	101	183	TRUE	TRUE	TRUE	FALSE
1-2-3AS	1-2-3ASR COIL+	6TE 5F	T4	72	Reverse	shelf 4	lever top	101	180	TRUE	TRUE	FALSE	FALSE
N10-TWR	1-2-3ASR COIL-	N10-TWR S4 T3	T4	73	Reverse	shelf 4	shelf 4	101	247	TRUE	TRUE	TRUE	FALSE
B10-TWR	6TR 1H	B10-TWR S3 T8	T4	74	Reverse	shelf 3	shelf 3	184	199	TRUE	TRUE	TRUE	FALSE
6TP-1	6LOSTER 1H	6TR 1F	T4	75	Reverse	shelf top	shelf 3	174	184	TRUE	TRUE	FALSE	FALSE
6TP	6TPR COIL+	6LOSTER 1F	T4	76	Reverse	shelf 4	shelf top	182	174	TRUE	TRUE	FALSE	FALSE
6TP-A	6TPR 1H	6TR 1F	T4	77	Reverse	shelf 4	shelf 3	182	184	TRUE	TRUE	FALSE	FALSE
**STRAP**	6TPR 1F	6TPR COIL+	T4	78	Reverse	shelf 4	shelf 4	182	182	TRUE	TRUE	TRUE	TRUE
6LOSTE	6LOSTER COIL+	6TPR 1B	T4	79	Reverse	shelf top	shelf 4	174	182	TRUE	TRUE	FALSE	FALSE
N10-TWR	6LOSTER COIL-	N10-TWR MAIN T11	T4	80	Reverse	shelf top	shelf top	174	241	TRUE	TRUE	TRUE	FALSE
N10-TWR	6TPR COIL-	N10-TWR S4 T4	T4	81	Reverse	shelf 4	shelf 4	182	247	TRUE	TRUE	TRUE	FALSE
B10-TWR	6TPR 2H	B10-TWR S4 T3	T4	82	Reverse	shelf 4	shelf 4	182	200	TRUE	TRUE	TRUE	FALSE
6TPS-3	1RGPR 2H	6TPR 2F	T4	83	Reverse	rack	shelf 4	151	182	TRUE	TRUE	FALSE	FALSE
6TPS-2	2RGPR 2H	1RGPR 2F	T4	84	Reverse	rack	rack	160	151	TRUE	TRUE	TRUE	FALSE
6TPS-1	3RGPR 2H	2RGPR 2F	T4	85	Reverse	rack	rack	167	160	TRUE	TRUE	TRUE	FALSE
6TPS	6TPSR COIL+	3RGPR 2F	T4	86	Reverse	shelf 4	rack	183	167	TRUE	TRUE	FALSE	FALSE
6TPS-A	6TPSR 1H	6TPR 2F	T4	87	Reverse	shelf 4	shelf 4	183	182	TRUE	TRUE	TRUE	FALSE
**STRAP**	6TPSR COIL+	6TPSR 1F	T4	88	Reverse	shelf 4	shelf 4	183	183	TRUE	TRUE	TRUE	TRUE
N10-TWR	6TPSR COIL-	N10-TWR S4 T5	T4	89	Reverse	shelf 4	shelf 4	183	247	TRUE	TRUE	TRUE	FALSE
B10-TWR	9-10TPSR 3H	B10-TWR S4 T5	T5	90	Reverse	shelf 4	shelf 4	189	200	TRUE	TRUE	TRUE	FALSE
9-10TK	9-10TPSR 3B	9-10TKE +	T5	91	Reverse	shelf 4	model board	189	187	TRUE	TRUE	FALSE	FALSE
N-9-10TK	9-10TKE -	N10-TWR MB	T5	92	Reverse	model board	model board	187	242	TRUE	TRUE	TRUE	FALSE
11L-3	4-5ASR 2H	9-10TPSR 3F	T5	93	Reverse	shelf 2	shelf 4	168	189	TRUE	TRUE	FALSE	FALSE
11L-2	9-10TE 1H	4-5ASR 2F	T5	94	Reverse	lever top	shelf 2	186	168	TRUE	TRUE	FALSE	FALSE
11L-1	FLOOR PB 11 1H	9-10TE 1B	T5	95	Reverse	lever top	lever top	205	186	TRUE	TRUE	TRUE	FALSE
11L	LOCK-11 COIL+	FLOOR PB 11 1F	T5	96	Reverse	lever top	lever top	219	205	TRUE	TRUE	TRUE	FALSE
N10-TWR	LOCK-11 COIL-	N10-TWR LVR T6	T5	97	Reverse	lever top	lever bed	219	240	TRUE	TRUE	FALSE	FALSE
N10-TWR	4RGPR COIL-	N10-TWR RACK T?	T5	98	Reverse	rack	rack	170	243	TRUE	TRUE	TRUE	FALSE
4RGP	GRP-E T1	4RGPR COIL+	T5	99	Reverse	shelf floor	rack	213	170	TRUE	TRUE	FALSE	FALSE
B10-TWR	5HR 1H	B10-TWR S4 T2	T5	100	Reverse	shelf 4	shelf 4	173	200	TRUE	TRUE	TRUE	FALSE
5GK	5HR 1F	5GKE +	T5	101	Reverse	shelf 4	model board	173	172	TRUE	TRUE	FALSE	FALSE
N-5GK	5GKE -	N10-TWR MB	T5	102	Reverse	model board	model board	172	242	TRUE	TRUE	TRUE	FALSE
4-5AS-2	4RGPR 1H	5HR 1B	T5	103	Reverse	rack	shelf 4	170	173	TRUE	TRUE	FALSE	FALSE
4-5AS-B1	1VGR 2H	4RGPR 1F	T5	104	Reverse	shelf 1	rack	152	170	TRUE	TRUE	FALSE	FALSE
0	1RGPR 3H	1VGR 2F	0	105	Reverse	rack	shelf 1	151	152	TRUE	TRUE	FALSE	FALSE
0	16VGR 2H	1RGPR 3F	0	106	Reverse	shelf 1	rack	144	151	TRUE	TRUE	FALSE	FALSE
0	16VGR 2H	1VGR 2B	0	107	Reverse	shelf 1	shelf 1	144	152	TRUE	TRUE	TRUE	FALSE
0	16RGPR 5H	16VGR 2F	0	108	Reverse	rack	shelf 1	143	144	TRUE	TRUE	FALSE	FALSE
0	9-10TPSR 2B	16RGPR 5F	0	109	Reverse	shelf 4	rack	189	143	TRUE	TRUE	FALSE	FALSE
0	9-10TPSR 2B	16VGR 2B	0	110	Reverse	shelf 4	shelf 1	189	144	TRUE	TRUE	FALSE	FALSE
4-5AS-1	9-10TE 5H	9-10TPSR 2B	T5	111	Reverse	lever top	shelf 4	186	189	TRUE	TRUE	FALSE	FALSE
4-5AS-A	4-5ASR 1H	9-10TPSR 2B	T5	112	Reverse	shelf 2	shelf 4	168	189	TRUE	TRUE	FALSE	FALSE
4-5AS-B	4-5ASR COIL+	9-10TPSR 2H	T5	113	Reverse	shelf 2	shelf 4	168	189	TRUE	TRUE	FALSE	FALSE
4-5AS	4-5ASR COIL+	9-10TE 5F	T5	114	Reverse	shelf 2	lever top	168	186	TRUE	TRUE	FALSE	FALSE
**STRAP**	4-5ASR COIL+	4-5ASR 1F	T5	115	Reverse	shelf 2	shelf 2	168	168	TRUE	TRUE	TRUE	TRUE
N10-TWR	4-5ASR COIL-	N10-TWR S2 T4	T5	116	Reverse	shelf 2	shelf 2	168	245	TRUE	TRUE	TRUE	FALSE
9-10TPP	9-10TPPR COIL+	GRP-A T8	T5	117	Reverse	shelf 3	shelf floor	188	209	TRUE	TRUE	FALSE	FALSE
N-9-10TPP	N10-CASEA T8	9-10TPPR COIL-	T5	118	Reverse	rack	shelf 3	239	188	TRUE	TRUE	FALSE	FALSE
4GK	4RGPR 4B	4GKE +	T5	119	Reverse	rack	model board	170	169	TRUE	TRUE	FALSE	FALSE
N-4GK	4GKE -	N10-TWR MB	T5	120	Reverse	model board	model board	169	242	TRUE	TRUE	TRUE	FALSE
B10-TWR	4RGPR 4H	B10-TWR RACK T?	T5	121	Reverse	rack	rack	170	196	TRUE	TRUE	TRUE	FALSE
B10-TWR	9-10TPPR 2H	B10-TWR S3 T7	T5	122	Reverse	shelf 3	shelf 3	188	199	TRUE	TRUE	TRUE	FALSE
9-10TPS-2	5HR 2H	9-10TPPR 2F	T5	123	Reverse	shelf 4	shelf 3	173	188	TRUE	TRUE	FALSE	FALSE
9-10TPS-A	9-10TPSR 1H	9-10TPPR 2F	T5	124	Reverse	shelf 4	shelf 3	189	188	TRUE	TRUE	FALSE	FALSE
9-10TPS-1	4RGPR 2H	5HR 2B	T5	125	Reverse	rack	shelf 4	170	173	TRUE	TRUE	FALSE	FALSE
9-10TPS	9-10TPSR COIL+	4RGPR 2F	T5	126	Reverse	shelf 4	rack	189	170	TRUE	TRUE	FALSE	FALSE
**STRAP**	9-10TPSR COIL+	9-10TPSR 1F	T5	127	Reverse	shelf 4	shelf 4	189	189	TRUE	TRUE	TRUE	TRUE
N10-TWR	9-10TPSR COIL-	N10-TWR S4 T6	T5	128	Reverse	shelf 4	shelf 4	189	247	TRUE	TRUE	TRUE	FALSE
B10-TWR	12TPSR 3H	B10-TWR S4 T7	T6	129	Reverse	shelf 4	shelf 4	110	200	TRUE	TRUE	TRUE	FALSE
12TK	12TPSR 3B	12TKE +	T6	130	Reverse	shelf 4	model board	110	108	TRUE	TRUE	FALSE	FALSE
N-12TK	12TKE -	N10-TWR MB	T6	131	Reverse	model board	model board	108	242	TRUE	TRUE	TRUE	FALSE
13L-3	14-15-16ASR 2H	12TPSR 3F	T6	132	Reverse	shelf 4	shelf 4	113	110	TRUE	TRUE	TRUE	FALSE
13L-2	12TE 1H	14-15-16ASR 2F	T6	133	Reverse	lever top	shelf 4	107	113	TRUE	TRUE	FALSE	FALSE
13L-1	FLOOR PB 13 1H	12TE 1B	T6	134	Reverse	lever top	lever top	206	107	TRUE	TRUE	TRUE	FALSE
13L	LOCK-13 COIL+	FLOOR PB 13 1F	T6	135	Reverse	lever top	lever top	220	206	TRUE	TRUE	TRUE	FALSE
N10-TWR	LOCK-13 COIL-	N10-TWR LVR T7	T6	136	Reverse	lever top	lever bed	220	240	TRUE	TRUE	FALSE	FALSE
B10-TWR	14RGPR 1H	B10-TWR RACK T?	T6	137	Reverse	rack	rack	134	196	TRUE	TRUE	TRUE	FALSE
14-15-16AS-B3	15RGPR 1H	14RGPR 1F	T6	138	Reverse	rack	rack	138	134	TRUE	TRUE	TRUE	FALSE
14-15-16AS-B2	16RGPR 1H	15RGPR 1F	T6	139	Reverse	rack	rack	143	138	TRUE	TRUE	TRUE	FALSE
14-15-16AS-B1	12TPSR 2B	16RGPR 1F	T6	140	Reverse	shelf 4	rack	110	143	TRUE	TRUE	FALSE	FALSE
14-15-16AS-1	12TE 5H	16RGPR 1F	T6	141	Reverse	lever top	rack	107	143	TRUE	TRUE	FALSE	FALSE
14-15-16AS-A	14-15-16ASR 1H	16RGPR 1F	T6	142	Reverse	shelf 4	rack	113	143	TRUE	TRUE	FALSE	FALSE
14-15-16AS-B	14-15-16ASR COIL+	12TPSR 2H	T6	143	Reverse	shelf 4	shelf 4	113	110	TRUE	TRUE	TRUE	FALSE
14-15-16AS	14-15-16ASR COIL+	12TE 5F	T6	144	Reverse	shelf 4	lever top	113	107	TRUE	TRUE	FALSE	FALSE
**STRAP**	14-15-16ASR COIL+	14-15-16ASR 1F	T6	145	Reverse	shelf 4	shelf 4	113	113	TRUE	TRUE	TRUE	TRUE
N10-TWR	14-15-16ASR COIL-	N10-TWR S4 T7	T6	146	Reverse	shelf 4	shelf 4	113	247	TRUE	TRUE	TRUE	FALSE
12TPP	12TPPR COIL+	GRP-A T9	T6	147	Reverse	shelf 3	shelf floor	109	209	TRUE	TRUE	FALSE	FALSE
N-12TPP	N10-CASEA T11	12TPPR COIL-	T6	148	Reverse	rack	shelf 3	239	109	TRUE	TRUE	FALSE	FALSE
B10-TWR	12TPPR 2H	B10-TWR S3 T6	T6	149	Reverse	shelf 3	shelf 3	109	199	TRUE	TRUE	TRUE	FALSE
12TPS-3	14RGPR 2H	12TPPR 2F	T6	150	Reverse	rack	shelf 3	134	109	TRUE	TRUE	FALSE	FALSE
12TPS-A	12TPSR 1H	12TPPR 2F	T6	151	Reverse	shelf 4	shelf 3	110	109	TRUE	TRUE	FALSE	FALSE
12TPS-2	15RGPR 2H	14RGPR 2F	T6	152	Reverse	rack	rack	138	134	TRUE	TRUE	TRUE	FALSE
12TPS-1	16RGPR 2H	15RGPR 2F	T6	153	Reverse	rack	rack	143	138	TRUE	TRUE	TRUE	FALSE
12TPS	12TPSR COIL+	16RGPR 2F	T6	154	Reverse	shelf 4	rack	110	143	TRUE	TRUE	FALSE	FALSE
**STRAP**	12TPSR COIL+	12TPSR 1F	T6	155	Reverse	shelf 4	shelf 4	110	110	TRUE	TRUE	TRUE	TRUE
N10-TWR	12TPSR COIL-	N10-TWR S4 T8	T6	156	Reverse	shelf 4	shelf 4	110	247	TRUE	TRUE	TRUE	FALSE
B10-TWR	LVR-2 T5	B10-TWR LVR T6	T7	157	Reverse	lever bed	lever bed	231	194	TRUE	TRUE	TRUE	FALSE
B10-TWR	LVR-3 T5	B10-TWR LVR T7	T7	158	Reverse	lever bed	lever bed	232	194	TRUE	TRUE	TRUE	FALSE
2-3COS-3	2-3COPB 1F	LVR-2 T6	T7	159	Reverse	lever top	lever bed	153	231	TRUE	TRUE	FALSE	FALSE
2-3COS-3A	LVR-2 T6	LVR-3 T6	T7	160	Reverse	lever bed	lever bed	231	232	TRUE	TRUE	TRUE	FALSE
2-3COS-2	2RGPR 3F	2-3COPB 1H	T7	161	Reverse	rack	lever top	160	153	TRUE	TRUE	FALSE	FALSE
2-3COS-1	3RGPR 3F	2RGPR 3H	T7	162	Reverse	rack	rack	167	160	TRUE	TRUE	TRUE	FALSE
2-3COS	2-3COSR COIL+	3RGPR 3H	T7	163	Reverse	shelf 2	rack	154	167	TRUE	TRUE	FALSE	FALSE
**STRAP**	2-3COSR COIL+	2-3COSR 1F	T7	164	Reverse	shelf 2	shelf 2	154	154	TRUE	TRUE	TRUE	TRUE
2-3COS-A	2-3COSR 1H	2-3COPB 1F	T7	165	Reverse	shelf 2	lever top	154	153	TRUE	TRUE	FALSE	FALSE
N10-TWR	2-3COSR COIL-	N10-TWR S2 T2	T7	166	Reverse	shelf 2	shelf 2	154	245	TRUE	TRUE	TRUE	FALSE
B10-TWR	LVR-14 T5	B10-TWR LVR T13	T7	167	Reverse	lever bed	lever bed	228	194	TRUE	TRUE	TRUE	FALSE
B10-TWR	LVR-16 T13	B10-TWR LVR T14	T7	168	Reverse	lever bed	lever bed	230	194	TRUE	TRUE	TRUE	FALSE
14-16COS-3	14-16COPB 1F	LVR-14 T6	T7	169	Reverse	lever top	lever bed	114	228	TRUE	TRUE	FALSE	FALSE
14-16COS-3A	LVR-14 T6	LVR-16 T14	T7	170	Reverse	lever bed	lever bed	228	230	TRUE	TRUE	TRUE	FALSE
14-16COS-2	14RGPR 3F	14-16COPB 1H	T7	171	Reverse	rack	lever top	134	114	TRUE	TRUE	FALSE	FALSE
14-16COS-1	16RGPR 3F	14RGPR 3H	T7	172	Reverse	rack	rack	143	134	TRUE	TRUE	TRUE	FALSE
14-16COS	14-16COSR COIL+	16RGPR 3H	T7	173	Reverse	shelf 2	rack	115	143	TRUE	TRUE	FALSE	FALSE
**STRAP**	14-16COSR COIL+	14-16COSR 1F	T7	174	Reverse	shelf 2	shelf 2	115	115	TRUE	TRUE	TRUE	TRUE
14-16COS-A	14-16COSR 1H	14-16COPB 1F	T7	175	Reverse	shelf 2	lever top	115	114	TRUE	TRUE	FALSE	FALSE
N10-TWR	14-16COSR COIL-	N10-TWR S2 T3	T7	176	Reverse	shelf 2	shelf 2	115	245	TRUE	TRUE	TRUE	FALSE
B10-TWR	LVR-6 T2	B10-TWR LVR T10	T8	177	Reverse	lever bed	lever bed	235	194	TRUE	TRUE	TRUE	FALSE
**STRAP**	LVR-6 T3	LVR-6 T2	T8	178	Reverse	lever bed	lever bed	235	235	TRUE	TRUE	TRUE	TRUE
6NLP-1	GRP-F T2	LVR-6 T1	T8	179	Reverse	shelf floor	lever bed	214	235	TRUE	TRUE	FALSE	FALSE
6RLP-1	GRP-F T3	LVR-6 T4	T8	180	Reverse	shelf floor	lever bed	214	235	TRUE	TRUE	FALSE	FALSE
N10-TWR	GRP-F T1	N10-TWR MAIN T10	T8	181	Reverse	shelf floor	shelf top	214	241	TRUE	TRUE	FALSE	FALSE
1HD-6N	2TR 2F	1HDR COIL+	T8	182	Reverse	shelf 3	shelf 2	164	150	TRUE	TRUE	FALSE	FALSE
1HD-6R	15HDGPR 1F	1HDR COIL+	T8	183	Reverse	rack	shelf 2	137	150	TRUE	TRUE	FALSE	FALSE
1HD-6N-1	2TR 2H	LVR-1 T4	T8	184	Reverse	shelf 3	lever bed	164	223	TRUE	TRUE	FALSE	FALSE
1HD-6R-1	10NWPR 4F	15HDGPR 1H	T8	185	Reverse	shelf 1	rack	102	137	TRUE	TRUE	FALSE	FALSE
1HD-6R-2	9NWPR 4F	10NWPR 4H	0	186	Reverse	shelf 1	shelf 1	190	102	TRUE	TRUE	TRUE	FALSE
1CO-6R-1	10NWPR 4B	9NWPR 4B	0	187	Reverse	shelf 1	shelf 1	102	190	TRUE	TRUE	TRUE	FALSE
1CO-6R	2TR 2B	10NWPR 4B	0	188	Reverse	shelf 3	shelf 1	164	102	TRUE	TRUE	FALSE	FALSE
1CO	GRP-G T2	2TR 2B	0	189	Reverse	shelf floor	shelf 3	215	164	TRUE	TRUE	FALSE	FALSE
1HD-A2	9NWPR 4H	LVR-1 T8	T8	190	Reverse	shelf 1	lever bed	190	223	TRUE	TRUE	FALSE	FALSE
N-1HD	N10-TWR S2 T9	1HDR COIL-	T8	191	Reverse	shelf 2	shelf 2	245	150	TRUE	TRUE	TRUE	FALSE
0	LVR-1 T9	6RWPPR 2F	0	192	Reverse	lever bed	shelf 1	223	176	TRUE	TRUE	FALSE	FALSE
0	1VGR COIL+	LVR-1 T10	0	193	Reverse	shelf 1	lever bed	152	223	TRUE	TRUE	FALSE	FALSE
0	N10-TWR S2 T?	1VGR COIL-	0	194	Reverse	shelf 2	shelf 1	245	152	TRUE	TRUE	FALSE	FALSE
0	1VGR 3F	LVR-1 T8	0	195	Reverse	shelf 1	lever bed	152	223	TRUE	TRUE	FALSE	FALSE
0	1VGR 3B	LVR-1 T4	0	196	Reverse	shelf 1	lever bed	152	223	TRUE	TRUE	FALSE	FALSE
1HDP-2	1HDR 1F	1VGR 3H	T8	197	Reverse	shelf 2	shelf 1	150	152	TRUE	TRUE	FALSE	FALSE
N-1HDP-2	1HDR 2F	N10-TWR S2 T?	T8	198	Reverse	shelf 2	shelf 2	150	245	TRUE	TRUE	TRUE	FALSE
**STRAP**	1HDR 2B	1HDR 1F	T8	199	Reverse	shelf 2	shelf 2	150	150	TRUE	TRUE	TRUE	TRUE
**STRAP**	1HDR 2F	1HDR 1B	T8	200	Reverse	shelf 2	shelf 2	150	150	TRUE	TRUE	TRUE	TRUE
1HDP-1	GRP-F T4	1HDR 1H	T8	201	Reverse	shelf floor	shelf 2	214	150	TRUE	TRUE	FALSE	FALSE
N-1HDP-1	GRP-F T5	1HDR 2H	T8	202	Reverse	shelf floor	shelf 2	214	150	TRUE	TRUE	FALSE	FALSE
1RGP	GRP-F T6	1RGPR COIL+	T8	203	Reverse	shelf floor	rack	214	151	TRUE	TRUE	FALSE	FALSE
N-1RGP	GRP-F T7	1RGPR COIL-	T8	204	Reverse	shelf floor	rack	214	151	TRUE	TRUE	FALSE	FALSE
1A	GRP-F T10	1AR COIL+	T8	205	Reverse	shelf floor	shelf 3	214	146	TRUE	TRUE	FALSE	FALSE
N-1A	GRP-F T11	1AR COIL-	T8	206	Reverse	shelf floor	shelf 3	214	146	TRUE	TRUE	FALSE	FALSE
1HDGP	GRP-F T12	1HDGPR COIL+	T8	207	Reverse	shelf floor	rack	214	149	TRUE	TRUE	FALSE	FALSE
N-1HDGP	GRP-G T1	1HDGPR COIL-	T8	208	Reverse	shelf floor	rack	215	149	TRUE	TRUE	FALSE	FALSE
6WPP	6RWPPR 1H	GRP-F T8	T8	209	Reverse	shelf 1	shelf floor	176	214	TRUE	TRUE	FALSE	FALSE
N-6WPP	6RWPPR COIL+	GRP-F T9	T8	210	Reverse	shelf 1	shelf floor	176	214	TRUE	TRUE	FALSE	FALSE
6WPP-A	6NWPPR 1H	6RWPPR 1H	T8	211	Reverse	shelf 1	shelf 1	175	176	TRUE	TRUE	TRUE	FALSE
6WPP-A1	6RWPPR COIL-	6NWPPR 1B	T8	212	Reverse	shelf 1	shelf 1	176	175	TRUE	TRUE	TRUE	FALSE
6WPP-1	6NWPPR COIL+	6RWPPR 1B	T8	213	Reverse	shelf 1	shelf 1	175	176	TRUE	TRUE	TRUE	FALSE
N-6WPP-A	6RWPPR COIL+	6NWPPR COIL-	T8	214	Reverse	shelf 1	shelf 1	176	175	TRUE	TRUE	TRUE	FALSE
6WCK	6NWPPR 2H	6WCKE +	T8	215	Reverse	shelf 1	model board	175	185	TRUE	TRUE	FALSE	FALSE
N-6WCK	6WCKE -	N10-TWR MB	T8	216	Reverse	model board	model board	185	242	TRUE	TRUE	TRUE	FALSE
6WCK-1	LVR-6 T6	6NWPPR 2F	T8	217	Reverse	lever bed	shelf 1	235	175	TRUE	TRUE	FALSE	FALSE
6WCK-A	LVR-6 T8	6NWPPR 2B	T8	218	Reverse	lever bed	shelf 1	235	175	TRUE	TRUE	FALSE	FALSE
6WCK-A1	6RWPPR 2F	LVR-6 T7	T8	219	Reverse	shelf 1	lever bed	176	235	TRUE	TRUE	FALSE	FALSE
6WCK-2	6RWPPR 2B	LVR-6 T5	T8	220	Reverse	shelf 1	lever bed	176	235	TRUE	TRUE	FALSE	FALSE
B10-TWR	B10-TWR S1 T4	6RWPPR 2H	T8	221	Reverse	shelf 1	shelf 1	197	176	TRUE	TRUE	TRUE	FALSE
1ATK	1AR 1B	1ATKE +	T8	222	Reverse	shelf 3	model board	146	147	TRUE	TRUE	FALSE	FALSE
N-1ATK	1ATKE -	N10-TWR MB	T8	223	Reverse	model board	model board	147	242	TRUE	TRUE	TRUE	FALSE
**STRAP**	1AR 6H	1AR 1H	T8	224	Reverse	shelf 3	shelf 3	146	146	TRUE	TRUE	TRUE	TRUE
1GK	1RGPR 4B	1GKE +	T8	225	Reverse	rack	model board	151	148	TRUE	TRUE	FALSE	FALSE
N-1GK	1GKE -	N10-TWR MB	T8	226	Reverse	model board	model board	148	242	TRUE	TRUE	TRUE	FALSE
B10-TWR	1RGPR 4H	B10-TWR RACK T?	T8	227	Reverse	rack	rack	151	196	TRUE	TRUE	TRUE	FALSE
22HDGP	22HDGPR COIL+	ICJCT T?1	T9	228	Reverse	shelf 2	unknown	155	218	TRUE	FALSE	FALSE	FALSE
N-22HDGP	22HDGPR COIL-	ICJCT T?2	T9	229	Reverse	shelf 2	unknown	155	218	TRUE	FALSE	FALSE	FALSE
2HD-2	2-3COSR 2H	LVR-2 T4	T9	230	Reverse	shelf 2	lever bed	154	231	TRUE	TRUE	FALSE	FALSE
2COSP	GRP-D T3	2-3COSR 2F	T9	231	Reverse	shelf floor	shelf 2	212	154	TRUE	TRUE	FALSE	FALSE
2HD-1	1AR 2H	2-3COSR 2B	T9	232	Reverse	shelf 3	shelf 2	146	154	TRUE	TRUE	FALSE	FALSE
2HD	22HDGPR 1H	1AR 2F	T9	233	Reverse	shelf 2	shelf 3	155	146	TRUE	TRUE	FALSE	FALSE
2D	GRP-D T4	22HDGPR 1F	T9	234	Reverse	shelf floor	shelf 2	212	155	TRUE	TRUE	FALSE	FALSE
2H	GRP-D T5	22HDGPR 1B	T9	235	Reverse	shelf floor	shelf 2	212	155	TRUE	TRUE	FALSE	FALSE
3HD-2	2-3COSR 3H	LVR-3 T2	T9	236	Reverse	shelf 2	lever bed	154	232	TRUE	TRUE	FALSE	FALSE
3COSP	GRP-D T6	2-3COSR 3F	T9	237	Reverse	shelf floor	shelf 2	212	154	TRUE	TRUE	FALSE	FALSE
3HD-1	1AR 3H	2-3COSR 3B	T9	238	Reverse	shelf 3	shelf 2	146	154	TRUE	TRUE	FALSE	FALSE
3HD	22HDGPR 2H	1AR 3F	T9	239	Reverse	shelf 2	shelf 3	155	146	TRUE	TRUE	FALSE	FALSE
3D	GRP-D T7	22HDGPR 2F	T9	240	Reverse	shelf floor	shelf 2	212	155	TRUE	TRUE	FALSE	FALSE
3H	GRP-D T8	22HDGPR 2B	T9	241	Reverse	shelf floor	shelf 2	212	155	TRUE	TRUE	FALSE	FALSE
3HDGP	3HDGPR COIL+	GRP-D T11	T9	242	Reverse	rack	shelf floor	166	212	TRUE	TRUE	FALSE	FALSE
2RGP	2RGPR COIL+	GRP-D T10	T9	243	Reverse	rack	shelf floor	160	212	TRUE	TRUE	FALSE	FALSE
3RGP	3RGPR COIL+	GRP-D T12	T9	244	Reverse	rack	shelf floor	167	212	TRUE	TRUE	FALSE	FALSE
N10-TWR	3HDGPR COIL-	N10-TWR RACK T?	T9	245	Reverse	rack	rack	166	243	TRUE	TRUE	TRUE	FALSE
N10-TWR	2RGPR COIL-	N10-TWR RACK T?	T9	246	Reverse	rack	rack	160	243	TRUE	TRUE	TRUE	FALSE
N10-TWR	3RGPR COIL-	N10-TWR RACK T?	T9	247	Reverse	rack	rack	167	243	TRUE	TRUE	TRUE	FALSE
2GK	2RGPR 4B	2GKE +	T9	248	Reverse	rack	model board	160	159	TRUE	TRUE	FALSE	FALSE
N-2GK	2GKE -	N10-TWR MB	T9	249	Reverse	model board	model board	159	242	TRUE	TRUE	TRUE	FALSE
B10-TWR	2RGPR 4H	B10-TWR RACK T?	T9	250	Reverse	rack	rack	160	196	TRUE	TRUE	TRUE	FALSE
3GK	3RGPR 4B	3GKE +	T9	251	Reverse	rack	model board	167	165	TRUE	TRUE	FALSE	FALSE
N-3GK	3GKE -	N10-TWR MB	T9	252	Reverse	model board	model board	165	242	TRUE	TRUE	TRUE	FALSE
B10-TWR	3RGPR 4H	B10-TWR RACK T?	T9	253	Reverse	rack	rack	167	196	TRUE	TRUE	TRUE	FALSE
4H	GRP-D T9	LVR-4 T4	T10	254	Reverse	shelf floor	lever bed	212	233	TRUE	TRUE	FALSE	FALSE
5H	5HR COIL+	LVR-5 T4	T10	255	Reverse	shelf 4	lever bed	173	234	TRUE	TRUE	FALSE	FALSE
N10-TWR	5HR COIL-	N10-TWR S4 T2	T10	256	Reverse	shelf 4	shelf 4	173	247	TRUE	TRUE	TRUE	FALSE
BX10-TWR	5HR 3H	BX10-TWR T?	T10	257	Reverse	shelf 4	shelf top	173	202	TRUE	TRUE	FALSE	FALSE
5HG	GRP-C T4	5HR 3F	T10	258	Reverse	shelf floor	shelf 4	211	173	TRUE	TRUE	FALSE	FALSE
5RG	GRP-C T5	5HR 3B	T10	259	Reverse	shelf floor	shelf 4	211	173	TRUE	TRUE	FALSE	FALSE
**STRAP**	5HR 4H	5HR 3H	T10	260	Reverse	shelf 4	shelf 4	173	173	TRUE	TRUE	TRUE	TRUE
**STRAP**	5HR 4F	5HR 3F	T10	261	Reverse	shelf 4	shelf 4	173	173	TRUE	TRUE	TRUE	TRUE
**STRAP**	5HR 4B	5HR 3B	T10	262	Reverse	shelf 4	shelf 4	173	173	TRUE	TRUE	TRUE	TRUE
NX10-TWR	5GE RESISTOR -	NX10-TWR T?	T10	263	Reverse	0	shelf top	171	249	TRUE	TRUE	FALSE	FALSE
5NX10	GRP-C T6	5GE RESISTOR +	T10	264	Reverse	shelf floor	0	211	171	TRUE	TRUE	FALSE	FALSE
9WCK	9RWPR 2H	9WCKE +	T10	265	Reverse	shelf 1	model board	191	192	TRUE	TRUE	FALSE	FALSE
N-9WCK	9WCKE -	N10-TWR MB	T10	266	Reverse	model board	model board	192	242	TRUE	TRUE	TRUE	FALSE
9WCK-1	LVR-9 T4	9RWPR 2F	T10	267	Reverse	lever bed	shelf 1	238	191	TRUE	TRUE	FALSE	FALSE
9WCK-A	LVR-9 T2	9RWPR 2B	T10	268	Reverse	lever bed	shelf 1	238	191	TRUE	TRUE	FALSE	FALSE
9WCK-2	9NWPR 2B	LVR-9 T3	T10	269	Reverse	shelf 1	lever bed	190	238	TRUE	TRUE	FALSE	FALSE
9WCK-A1	9NWPR 2F	LVR-9 T1	T10	270	Reverse	shelf 1	lever bed	190	238	TRUE	TRUE	FALSE	FALSE
B10-TWR	9NWPR 2H	B10-TWR S1 T2	T10	271	Reverse	shelf 1	shelf 1	190	197	TRUE	TRUE	TRUE	FALSE
10WCK	10RWPR 2H	10WCKE +	T10	272	Reverse	shelf 1	model board	103	104	TRUE	TRUE	FALSE	FALSE
N-10WCK	10WCKE -	N10-TWR MB	T10	273	Reverse	model board	model board	104	242	TRUE	TRUE	TRUE	FALSE
10WCK-1	LVR-10 T4	10RWPR 2F	T10	274	Reverse	lever bed	shelf 1	224	103	TRUE	TRUE	FALSE	FALSE
10WCK-A	LVR-10 T2	10RWPR 2B	T10	275	Reverse	lever bed	shelf 1	224	103	TRUE	TRUE	FALSE	FALSE
10WCK-2	10NWPR 2B	LVR-10 T3	T10	276	Reverse	shelf 1	lever bed	102	224	TRUE	TRUE	FALSE	FALSE
10WCK-A1	10NWPR 2F	LVR-10 T1	T10	277	Reverse	shelf 1	lever bed	102	224	TRUE	TRUE	FALSE	FALSE
B10-TWR	10NWPR 2H	B10-TWR S1 T3	T10	278	Reverse	shelf 1	shelf 1	102	197	TRUE	TRUE	TRUE	FALSE
B10-9SCC	GRP-C T7	B10-TWR S1 T7	T11	279	Reverse	shelf floor	shelf 1	211	197	TRUE	TRUE	FALSE	FALSE
N10-TWR	9NWPR COIL-	N10-TWR S1 T2	T11	280	Reverse	shelf 1	shelf 1	190	244	TRUE	TRUE	TRUE	FALSE
9NWP	9RWPR 1B	9NWPR COIL+	T11	281	Reverse	shelf 1	shelf 1	191	190	TRUE	TRUE	TRUE	FALSE
9NWP-1	GRP-C T8	9RWPR 1H	T11	282	Reverse	shelf floor	shelf 1	211	191	TRUE	TRUE	FALSE	FALSE
N10-TWR	9RWPR COIL-	N10-TWR S1 T3	T11	283	Reverse	shelf 1	shelf 1	191	244	TRUE	TRUE	TRUE	FALSE
9RWP	9NWPR 1B	9RWPR COIL+	T11	284	Reverse	shelf 1	shelf 1	190	191	TRUE	TRUE	TRUE	FALSE
9RWP-1	GRP-C T9	9NWPR 1H	T11	285	Reverse	shelf floor	shelf 1	211	190	TRUE	TRUE	FALSE	FALSE
B10-10SCC	GRP-C T1	B10-TWR S1 T8	T11	286	Reverse	shelf floor	shelf 1	211	197	TRUE	TRUE	FALSE	FALSE
N10-TWR	10NWPR COIL-	N10-TWR S1 T4	T11	287	Reverse	shelf 1	shelf 1	102	244	TRUE	TRUE	TRUE	FALSE
10NWP	10RWPR 1B	10NWPR COIL+	T11	288	Reverse	shelf 1	shelf 1	103	102	TRUE	TRUE	TRUE	FALSE
10NWP-1	GRP-C T2	10RWPR 1H	T11	289	Reverse	shelf floor	shelf 1	211	103	TRUE	TRUE	FALSE	FALSE
N10-TWR	10RWPR COIL-	N10-TWR S1 T5	T11	290	Reverse	shelf 1	shelf 1	103	244	TRUE	TRUE	TRUE	FALSE
10RWP	10NWPR 1B	10RWPR COIL+	T11	291	Reverse	shelf 1	shelf 1	102	103	TRUE	TRUE	TRUE	FALSE
10RWP-1	GRP-C T3	10NWPR 1H	T11	292	Reverse	shelf floor	shelf 1	211	102	TRUE	TRUE	FALSE	FALSE
14BTK	14BTR 1B	14BTKE +	T12	293	Reverse	shelf 3	model board	131	128	TRUE	TRUE	FALSE	FALSE
N-14BTK	14BTKE -	N10-TWR MB	T12	294	Reverse	model board	model board	128	242	TRUE	TRUE	TRUE	FALSE
B10-TWR	14BTR 1H	B10-TWR S3 T4	T12	295	Reverse	shelf 3	shelf 3	131	199	TRUE	TRUE	TRUE	FALSE
14BTP-B1	SB PB 1H	14BTR 1F	T12	296	Reverse	lever top	shelf 3	251	131	TRUE	TRUE	FALSE	FALSE
14BTP-B	14BTPR COIL+	SB PB 1F	T12	297	Reverse	shelf 3	lever top	130	251	TRUE	TRUE	FALSE	FALSE
14BTP-1	14BTPR 2H	14BTR 1F	T12	298	Reverse	shelf 3	shelf 3	130	131	TRUE	TRUE	TRUE	FALSE
14BTP	14BTPR COIL+	14BTPR 2F	T12	299	Reverse	shelf 3	shelf 3	130	130	TRUE	TRUE	TRUE	FALSE
14BTK1	14BTPR 4B	14BTKE1 +	T12	300	Reverse	shelf 3	model board	130	129	TRUE	TRUE	FALSE	FALSE
N-14BTK1	14BTKE1 -	N10-TWR MB	T12	301	Reverse	model board	model board	129	242	TRUE	TRUE	TRUE	FALSE
14ATK	14ATR 1B	14ATKE +	T12	302	Reverse	shelf 3	model board	124	121	TRUE	TRUE	FALSE	FALSE
N-14ATK	14ATKE -	N10-TWR MB	T12	303	Reverse	model board	model board	121	242	TRUE	TRUE	TRUE	FALSE
B10-TWR	14ATR 1H	B10-TWR S3 T3	T12	304	Reverse	shelf 3	shelf 3	124	199	TRUE	TRUE	TRUE	FALSE
14ATP-B1	NB PB 1H	14ATR 1F	T12	305	Reverse	lever top	shelf 3	248	124	TRUE	TRUE	FALSE	FALSE
14ATP-B	14ATPR COIL+	NB PB 1F	T12	306	Reverse	shelf 3	lever top	123	248	TRUE	TRUE	FALSE	FALSE
14ATP-1	14ATPR 7H	14ATR 1F	T12	307	Reverse	shelf 3	shelf 3	123	124	TRUE	TRUE	TRUE	FALSE
14ATP	14ATPR COIL+	14ATPR 7F	T12	308	Reverse	shelf 3	shelf 3	123	123	TRUE	TRUE	TRUE	FALSE
14ATK1	14ATPR 5B	14ATKE1 +	T12	309	Reverse	shelf 3	model board	123	122	TRUE	TRUE	FALSE	FALSE
N-14ATK1	14ATKE1 -	N10-TWR MB	T12	310	Reverse	model board	model board	122	242	TRUE	TRUE	TRUE	FALSE
N10-TWR	14BTPR COIL-	N10-TWR S3 T2	T12	311	Reverse	shelf 3	shelf 3	130	246	TRUE	TRUE	TRUE	FALSE
**STRAP**	14ATPR COIL-	14BTPR COIL-	T12	312	Reverse	shelf 3	shelf 3	123	130	TRUE	TRUE	TRUE	TRUE
B10-TWR	14BTPR 4H	B10-TWR S3 T5	T12	313	Reverse	shelf 3	shelf 3	130	199	TRUE	TRUE	TRUE	FALSE
**STRAP**	14ATPR 5H	14BTPR 4H	T12	314	Reverse	shelf 3	shelf 3	123	130	TRUE	TRUE	TRUE	TRUE
**STRAP**	14ATR 2H	14ATR 1H	T12	315	Reverse	shelf 3	shelf 3	124	124	TRUE	TRUE	TRUE	TRUE
14A-1	14BTR 2F	14ATR 2F	T12	316	Reverse	shelf 3	shelf 3	131	124	TRUE	TRUE	TRUE	FALSE
14A	14AR COIL+	14BTR 2H	T12	317	Reverse	shelf 4	shelf 3	117	131	TRUE	TRUE	FALSE	FALSE
N10-TWR	14AR COIL-	N10-TWR S4 T10	T12	318	Reverse	shelf 4	shelf 4	117	247	TRUE	TRUE	TRUE	FALSE
B10-TWR	LVR-12 T2	B10-TWR LVR T11	T13	319	Reverse	lever bed	lever bed	226	194	TRUE	TRUE	TRUE	FALSE
**STRAP**	LVR-12 T3	LVR-12 T2	T13	320	Reverse	lever bed	lever bed	226	226	TRUE	TRUE	TRUE	TRUE
12NLP-1	GRP-A T1	LVR-12 T1	T13	321	Reverse	shelf floor	lever bed	209	226	TRUE	TRUE	FALSE	FALSE
12RLP-1	GRP-A T2	LVR-12 T4	T13	322	Reverse	shelf floor	lever bed	209	226	TRUE	TRUE	FALSE	FALSE
14HD	14-16COSR 2H	LVR-14 T4	T13	323	Reverse	shelf 2	lever bed	115	228	TRUE	TRUE	FALSE	FALSE
14BH-1	12WCKR 2H	14-16COSR 2F	T13	324	Reverse	shelf 4	shelf 2	112	115	TRUE	TRUE	FALSE	FALSE
14BH	GRP-A T11	12WCKR 2F	T13	325	Reverse	shelf floor	shelf 4	209	112	TRUE	TRUE	FALSE	FALSE
14AD-2	16APR 3H	14-16COSR 2B	T13	326	Reverse	shelf 3	shelf 2	140	115	TRUE	TRUE	FALSE	FALSE
14AD-1	12WCKR 3H	16APR 3F	T13	327	Reverse	shelf 4	shelf 3	112	140	TRUE	TRUE	FALSE	FALSE
14AD	GRP-A T10	12WCKR 3F	T13	328	Reverse	shelf floor	shelf 4	209	112	TRUE	TRUE	FALSE	FALSE
N10-CASEA	16APR COIL-	N10-CASEA T2	T13	329	Reverse	shelf 3	rack	140	239	TRUE	TRUE	FALSE	FALSE
N10-CASEA	14RGPR COIL-	N10-CASEA T3	T13	330	Reverse	rack	rack	134	239	TRUE	TRUE	TRUE	FALSE
N10-CASEA	14HDGPR COIL-	N10-CASEA T4	T13	331	Reverse	rack	rack	133	239	TRUE	TRUE	TRUE	FALSE
N10-CASEA *	GRP-A T6	N10-CASEA T1	T13	332	Reverse	shelf floor	rack	209	239	TRUE	TRUE	FALSE	FALSE
16AP	GRP-A T7	16APR COIL+	T13	333	Reverse	shelf floor	shelf 3	209	140	TRUE	TRUE	FALSE	FALSE
14RGP	GRP-A T12	14RGPR COIL+	T13	334	Reverse	shelf floor	rack	209	134	TRUE	TRUE	FALSE	FALSE
14HDGP	GRP-B T1	14HDGPR COIL+	T13	335	Reverse	shelf floor	rack	210	133	TRUE	TRUE	FALSE	FALSE
12WPP	12RWPPR 1H	GRP-A T4	T13	336	Reverse	shelf 1	shelf floor	106	209	TRUE	TRUE	FALSE	FALSE
12WPP-A	12NWPPR 1H	12RWPPR 1H	T13	337	Reverse	shelf 1	shelf 1	105	106	TRUE	TRUE	TRUE	FALSE
12WPP-1	12NWPPR COIL+	12RWPPR 1B	T13	338	Reverse	shelf 1	shelf 1	105	106	TRUE	TRUE	TRUE	FALSE
12WPP-A1	12RWPPR COIL-	12NWPPR 1B	T13	339	Reverse	shelf 1	shelf 1	106	105	TRUE	TRUE	TRUE	FALSE
N-12WPP-A	12RWPPR COIL+	12NWPPR COIL-	T13	340	Reverse	shelf 1	shelf 1	106	105	TRUE	TRUE	TRUE	FALSE
N-12WPP	GRP-A T5	12RWPPR COIL+	T13	341	Reverse	shelf floor	shelf 1	209	106	TRUE	TRUE	FALSE	FALSE
N10-TWR	GRP-A T3	N10-TWR MAIN T8	T13	342	Reverse	shelf floor	shelf top	209	241	TRUE	TRUE	FALSE	FALSE
N10-TWR	12WCKR COIL-	N10-TWR S4 T9	T13	343	Reverse	shelf 4	shelf 4	112	247	TRUE	TRUE	TRUE	FALSE
12WCK	12NWPPR 2H	12WCKR COIL+	T13	344	Reverse	shelf 1	shelf 4	105	112	TRUE	TRUE	FALSE	FALSE
12WCK-1	LVR-12 T6	12NWPPR 2F	T13	345	Reverse	lever bed	shelf 1	226	105	TRUE	TRUE	FALSE	FALSE
12WCK-A	LVR-12 T8	12NWPPR 2B	T13	346	Reverse	lever bed	shelf 1	226	105	TRUE	TRUE	FALSE	FALSE
12WCK-2	12RWPPR 2B	LVR-12 T5	T13	347	Reverse	shelf 1	lever bed	106	226	TRUE	TRUE	FALSE	FALSE
12WCK-A1	12RWPPR 2F	LVR-12 T7	T13	348	Reverse	shelf 1	lever bed	106	226	TRUE	TRUE	FALSE	FALSE
B10-TWR	12RWPPR 2H	B10-TWR S1 T5	T13	349	Reverse	shelf 1	shelf 1	106	197	TRUE	TRUE	TRUE	FALSE
12WCK	12WCKR 1F	12WCKE +	T13	350	Reverse	shelf 4	model board	112	111	TRUE	TRUE	FALSE	FALSE
N-12WCK	12WCKE -	N10-TWR MB	T13	351	Reverse	model board	model board	111	242	TRUE	TRUE	TRUE	FALSE
B10-TWR	12WCKR 1H	B10-TWR S4 T6	T13	352	Reverse	shelf 4	shelf 4	112	200	TRUE	TRUE	TRUE	FALSE
16ATK	16APR 1B	16ATKE +	T13	353	Reverse	shelf 3	model board	140	141	TRUE	TRUE	FALSE	FALSE
N-16ATK	16ATKE -	N10-TWR MB	T13	354	Reverse	model board	model board	141	242	TRUE	TRUE	TRUE	FALSE
B10-TWR	16APR 1H	B10-TWR S3 T2	T13	355	Reverse	shelf 3	shelf 3	140	199	TRUE	TRUE	TRUE	FALSE
14GK	14RGPR 4B	14GKE +	T13	356	Reverse	rack	model board	134	132	TRUE	TRUE	FALSE	FALSE
N-14GK	14GKE -	N10-TWR MB	T13	357	Reverse	model board	model board	132	242	TRUE	TRUE	TRUE	FALSE
B10-TWR	14RGPR 4H	B10-TWR RACK T?	T13	358	Reverse	rack	rack	134	196	TRUE	TRUE	TRUE	FALSE
15D-1	16APR 4H	LVR-15 T1	T14	359	Reverse	shelf 3	lever bed	140	229	TRUE	TRUE	FALSE	FALSE
15D	15DR COIL+	16APR 4F	T14	360	Reverse	rack	shelf 3	135	140	TRUE	TRUE	FALSE	FALSE
N10-TWR	15DR COIL-	N10-TWR RACK T?	T14	361	Reverse	rack	rack	135	243	TRUE	TRUE	TRUE	FALSE
15HD-2	15DR 1H	16APR 4H	T14	362	Reverse	rack	shelf 3	135	140	TRUE	TRUE	FALSE	FALSE
N10-TWR	15DR 2H	N10-TWR RACK T?	T14	363	Reverse	rack	rack	135	243	TRUE	TRUE	TRUE	FALSE
**STRAP**	15DR 2F	15DR 1B	T14	364	Reverse	rack	rack	135	135	TRUE	TRUE	TRUE	TRUE
**STRAP**	15DR 2B	15DR 1F	T14	365	Reverse	rack	rack	135	135	TRUE	TRUE	TRUE	TRUE
15HD-1	12WCKR 4F	15DR 1F	T14	366	Reverse	shelf 4	rack	112	135	TRUE	TRUE	FALSE	FALSE
N-15HD-1	12WCKR 5F	15DR 2F	T14	367	Reverse	shelf 4	rack	112	135	TRUE	TRUE	FALSE	FALSE
**STRAP**	12WCKR 5B	12WCKR 4B	T14	368	Reverse	shelf 4	shelf 4	112	112	TRUE	TRUE	TRUE	TRUE
15HD	GRP-B T2	12WCKR 4H	T14	369	Reverse	shelf floor	shelf 4	210	112	TRUE	TRUE	FALSE	FALSE
N-15HD	GRP-B T3	12WCKR 5H	T14	370	Reverse	shelf floor	shelf 4	210	112	TRUE	TRUE	FALSE	FALSE
0	LVR-16 T9	12RWPPR 2F	0	371	Reverse	lever bed	shelf 1	230	106	TRUE	TRUE	FALSE	FALSE
0	16VGR COIL+	LVR-16 T10	0	372	Reverse	shelf 1	lever bed	144	230	TRUE	TRUE	FALSE	FALSE
0	N10-TWR S2 T?	16VGR COIL-	0	373	Reverse	shelf 2	shelf 1	245	144	TRUE	TRUE	FALSE	FALSE
16AHD-2	14-16COSR 3H	LVR-16 T4	T15	374	Reverse	shelf 2	lever bed	115	230	TRUE	TRUE	FALSE	FALSE
16BHD-1	14-16COSR 4H	LVR-16 T8	T15	375	Reverse	shelf 2	lever bed	115	230	TRUE	TRUE	FALSE	FALSE
**STRAP**	14-16COSR 4F	14-16COSR 3F	T15	376	Reverse	shelf 2	shelf 2	115	115	TRUE	TRUE	TRUE	TRUE
16COSP-1	12WCKR 6H	14-16COSR 3F	T15	377	Reverse	shelf 4	shelf 2	112	115	TRUE	TRUE	FALSE	FALSE
16AHD-1	14AR 1H	14-16COSR 3B	T15	378	Reverse	shelf 4	shelf 2	117	115	TRUE	TRUE	FALSE	FALSE
16AHD	23HDGPR 1H	14AR 1F	T15	379	Reverse	shelf 2	shelf 4	156	117	TRUE	TRUE	FALSE	FALSE
16AD-1	12WCKR 7H	23HDGPR 1F	T15	380	Reverse	shelf 4	shelf 2	112	156	TRUE	TRUE	FALSE	FALSE
16AH-1	12WCKR 8H	23HDGPR 1H	T15	381	Reverse	shelf 4	shelf 2	112	156	TRUE	TRUE	FALSE	FALSE
16BHD	3HDGPR 1H	14-16COSR 4B	T15	382	Reverse	rack	shelf 2	166	115	TRUE	TRUE	FALSE	FALSE
16BD-1	12WCKR 9H	3HDGPR 1F	T15	383	Reverse	shelf 4	rack	112	166	TRUE	TRUE	FALSE	FALSE
16BH-1	12WCKR 10H	3HDGPR 1H	T15	384	Reverse	shelf 4	rack	112	166	TRUE	TRUE	FALSE	FALSE
16COSP	GRP-B T10	12WCKR 6F	T15	385	Reverse	shelf floor	shelf 4	210	112	TRUE	TRUE	FALSE	FALSE
16AD	GRP-B T7	12WCKR 7F	T15	386	Reverse	shelf floor	shelf 4	210	112	TRUE	TRUE	FALSE	FALSE
16AH	GRP-B T6	12WCKR 8F	T15	387	Reverse	shelf floor	shelf 4	210	112	TRUE	TRUE	FALSE	FALSE
16BD	GRP-B T9	12WCKR 9F	T15	388	Reverse	shelf floor	shelf 4	210	112	TRUE	TRUE	FALSE	FALSE
16BH	GRP-B T8	12WCKR 10F	T15	389	Reverse	shelf floor	shelf 4	210	112	TRUE	TRUE	FALSE	FALSE
N10-CASEA	15RGPR COIL-	N10-CASEA T5	T15	390	Reverse	rack	rack	138	239	TRUE	TRUE	TRUE	FALSE
N10-CASEA	16RGPR COIL-	N10-CASEA T7	T15	391	Reverse	rack	rack	143	239	TRUE	TRUE	TRUE	FALSE
N10-CASEA	15HDGPR COIL-	N10-CASEA T6	T15	392	Reverse	rack	rack	137	239	TRUE	TRUE	TRUE	FALSE
15RGP	15RGPR COIL+	GRP-B T4	T15	393	Reverse	rack	shelf floor	138	210	TRUE	TRUE	FALSE	FALSE
16RGP	16RGPR COIL+	GRP-B T11	T15	394	Reverse	rack	shelf floor	143	210	TRUE	TRUE	FALSE	FALSE
15HDGP	15HDGPR COIL+	GRP-B T5	T15	395	Reverse	rack	shelf floor	137	210	TRUE	TRUE	FALSE	FALSE
23HDG	ICJCT T?3	23HDGPR COIL+	T15	396	Reverse	unknown	shelf 2	218	156	FALSE	TRUE	FALSE	FALSE
N-23HDG	ICJCT T?4	23HDGPR COIL-	T15	397	Reverse	unknown	shelf 2	218	156	FALSE	TRUE	FALSE	FALSE
15GK	15RGPR 3B	15GKE +	T15	398	Reverse	rack	model board	138	136	TRUE	TRUE	FALSE	FALSE
N-15GK	15GKE -	N10-TWR MB	T15	399	Reverse	model board	model board	136	242	TRUE	TRUE	TRUE	FALSE
B10-TWR	15RGPR 3H	B10-TWR RACK T?	T15	400	Reverse	rack	rack	138	196	TRUE	TRUE	TRUE	FALSE
16GK	16RGPR 4B	16GKE +	T15	401	Reverse	rack	model board	143	142	TRUE	TRUE	FALSE	FALSE
N-16GK	16GKE -	N10-TWR MB	T15	402	Reverse	model board	model board	142	242	TRUE	TRUE	TRUE	FALSE
B10-TWR	16RGPR 4H	B10-TWR RACK T?	T15	403	Reverse	rack	rack	143	196	TRUE	TRUE	TRUE	FALSE
H-1-6N-B10	LVR-1 T1	B10-TWR LVR T2	T16	404	Reverse	lever bed	lever bed	223	194	TRUE	TRUE	TRUE	FALSE
H-1-6R-B10	LVR-1 T5	B10-TWR LVR T3	T16	405	Reverse	lever bed	lever bed	223	194	TRUE	TRUE	TRUE	FALSE
**STRAP**	LVR-1 T3	LVR-1 T2	T16	406	Reverse	lever bed	lever bed	223	223	TRUE	TRUE	TRUE	TRUE
**STRAP**	LVR-1 T7	LVR-1 T6	T16	407	Reverse	lever bed	lever bed	223	223	TRUE	TRUE	TRUE	TRUE
H-1-6N	6NWPPR 3F	LVR-1 T3	T16	408	Reverse	shelf 1	lever bed	175	223	TRUE	TRUE	FALSE	FALSE
H-6A	6RWPPR 3H	6NWPPR 3H	T16	409	Reverse	shelf 1	shelf 1	176	175	TRUE	TRUE	TRUE	FALSE
H-1-6R	6RWPPR 3F	LVR-1 T7	T16	410	Reverse	shelf 1	lever bed	176	223	TRUE	TRUE	FALSE	FALSE
H-6A-A	6RWPPR 3B	6NWPPR 3B	T16	411	Reverse	shelf 1	shelf 1	176	175	TRUE	TRUE	TRUE	FALSE
H-6A-6B	6TPSR 4F	6RWPPR 3B	T16	412	Reverse	shelf 4	shelf 1	183	176	TRUE	TRUE	FALSE	FALSE
H-6A-6B-1	6RWPPR 4B	6TPSR 4H	T16	413	Reverse	shelf 1	shelf 4	176	183	TRUE	TRUE	FALSE	FALSE
H-6B-A	6RWPPR 4B	6NWPPR 4B	T16	414	Reverse	shelf 1	shelf 1	176	175	TRUE	TRUE	TRUE	FALSE
H-6B	6RWPPR 4H	6NWPPR 4H	T16	415	Reverse	shelf 1	shelf 1	176	175	TRUE	TRUE	TRUE	FALSE
H-3-6R	LVR-3 T1	6RWPPR 4F	T16	416	Reverse	lever bed	shelf 1	232	176	TRUE	TRUE	FALSE	FALSE
H-6R-9	1VGR 1F	6RWPPR 4F	T16	417	Reverse	shelf 1	shelf 1	152	176	TRUE	TRUE	TRUE	FALSE
H-3-9-B10	1VGR 1B	B10-TWR S1 T?	T16	418	Reverse	shelf 1	shelf 1	152	197	TRUE	TRUE	TRUE	FALSE
H-3-9	9-10TPSR 4H	1VGR 1H	T16	419	Reverse	shelf 4	shelf 1	189	152	TRUE	TRUE	FALSE	FALSE
H-2-6N	6NWPPR 4F	LVR-2 T3	T16	420	Reverse	shelf 1	lever bed	175	231	TRUE	TRUE	FALSE	FALSE
**STRAP**	LVR-2 T2	LVR-2 T3	T16	421	Reverse	lever bed	lever bed	231	231	TRUE	TRUE	TRUE	TRUE
H-2-6N-B10	LVR-2 T1	B10-TWR LVR T5	T16	422	Reverse	lever bed	lever bed	231	194	TRUE	TRUE	TRUE	FALSE
**STRAP**	LVR-4 T3	LVR-4 T2	T16	423	Reverse	lever bed	lever bed	233	233	TRUE	TRUE	TRUE	TRUE
H-4-9R-B10	LVR-4 T1	B10-TWR LVR T8	T16	424	Reverse	lever bed	lever bed	233	194	TRUE	TRUE	TRUE	FALSE
H-4-9R	LVR-9 T7	LVR-4 T3	T16	425	Reverse	lever bed	lever bed	238	233	TRUE	TRUE	TRUE	FALSE
H-4-9R-1	9RWPR 3F	LVR-9 T8	T16	426	Reverse	shelf 1	lever bed	191	238	TRUE	TRUE	FALSE	FALSE
H-9	9NWPR 3H	9RWPR 3H	T16	427	Reverse	shelf 1	shelf 1	190	191	TRUE	TRUE	TRUE	FALSE
H-3-9-1	9RWPR 3B	9-10TPSR 4F	T16	428	Reverse	shelf 1	shelf 4	191	189	TRUE	TRUE	FALSE	FALSE
H-9-A	9NWPR 3B	9RWPR 3B	T16	429	Reverse	shelf 1	shelf 1	190	191	TRUE	TRUE	TRUE	FALSE
H-9N-10	LVR-9 T5	9NWPR 3F	T16	430	Reverse	lever bed	shelf 1	238	190	TRUE	TRUE	FALSE	FALSE
H-9N-10-1	10RWPR 3B	LVR-9 T6	T16	431	Reverse	shelf 1	lever bed	103	238	TRUE	TRUE	FALSE	FALSE
H-10	10NWPR 3H	10RWPR 3H	T16	432	Reverse	shelf 1	shelf 1	102	103	TRUE	TRUE	TRUE	FALSE
H-10-A	10NWPR 3B	10RWPR 3B	T16	433	Reverse	shelf 1	shelf 1	102	103	TRUE	TRUE	TRUE	FALSE
H-5-10R-1	LVR-10 T7	10RWPR 3F	T16	434	Reverse	lever bed	shelf 1	224	103	TRUE	TRUE	FALSE	FALSE
H-5-10R	LVR-5 T3	LVR-10 T8	T16	435	Reverse	lever bed	lever bed	234	224	TRUE	TRUE	TRUE	FALSE
**STRAP**	LVR-5 T2	LVR-5 T3	T16	436	Reverse	lever bed	lever bed	234	234	TRUE	TRUE	TRUE	TRUE
H-5-10R-B10	LVR-5 T1	B10-TWR LVR T9	T16	437	Reverse	lever bed	lever bed	234	194	TRUE	TRUE	TRUE	FALSE
H-10N-15	LVR-10 T6	10NWPR 3F	T16	438	Reverse	lever bed	shelf 1	224	102	TRUE	TRUE	FALSE	FALSE
H-10N-15-1	16VGR 1H	LVR-10 T5	T16	439	Reverse	shelf 1	lever bed	144	224	TRUE	TRUE	FALSE	FALSE
H-10N-15-B10	16VGR 1B	B10-TWR S2 T?	T16	440	Reverse	shelf 1	shelf 2	144	198	TRUE	TRUE	FALSE	FALSE
H-10N-12R	12RWPPR 3F	16VGR 1F	T16	441	Reverse	shelf 1	shelf 1	106	144	TRUE	TRUE	TRUE	FALSE
H-12R-15	12RWPPR 3F	LVR-15 T2	T16	442	Reverse	shelf 1	lever bed	106	229	TRUE	TRUE	FALSE	FALSE
H-12N-14-B10	LVR-14 T1	B10-TWR LVR T12	T16	443	Reverse	lever bed	lever bed	228	194	TRUE	TRUE	TRUE	FALSE
**STRAP**	LVR-14 T3	LVR-14 T2	T16	444	Reverse	lever bed	lever bed	228	228	TRUE	TRUE	TRUE	TRUE
H-12N-14	12NWPPR 3F	LVR-14 T3	T16	445	Reverse	shelf 1	lever bed	105	228	TRUE	TRUE	FALSE	FALSE
H-12A	12RWPPR 3H	12NWPPR 3H	T16	446	Reverse	shelf 1	shelf 1	106	105	TRUE	TRUE	TRUE	FALSE
H-12A-A	12RWPPR 3B	12NWPPR 3B	T16	447	Reverse	shelf 1	shelf 1	106	105	TRUE	TRUE	TRUE	FALSE
H-12A-12B	12TPSR 4F	12RWPPR 3B	T16	448	Reverse	shelf 4	shelf 1	110	106	TRUE	TRUE	FALSE	FALSE
H-12A-12B-1	12RWPPR 4B	12TPSR 4H	T16	449	Reverse	shelf 1	shelf 4	106	110	TRUE	TRUE	FALSE	FALSE
H-12B	12RWPPR 4B	12NWPPR 4B	T16	450	Reverse	shelf 1	shelf 1	106	105	TRUE	TRUE	TRUE	FALSE
H-12R-16	12RWPPR 4F	LVR-16 T7	T16	451	Reverse	shelf 1	lever bed	106	230	TRUE	TRUE	FALSE	FALSE
H-12B-B	12RWPPR 4H	12NWPPR 4H	T16	452	Reverse	shelf 1	shelf 1	106	105	TRUE	TRUE	TRUE	FALSE
H-12N-16	12NWPPR 4F	LVR-16 T3	T16	453	Reverse	shelf 1	lever bed	105	230	TRUE	TRUE	FALSE	FALSE
**STRAP**	LVR-16 T2	LVR-16 T3	T16	454	Reverse	lever bed	lever bed	230	230	TRUE	TRUE	TRUE	TRUE
**STRAP**	LVR-16 T6	LVR-16 T7	T16	455	Reverse	lever bed	lever bed	230	230	TRUE	TRUE	TRUE	TRUE
H-12N-16-B10	LVR-16 T1	B10-TWR LVR T16	T16	456	Reverse	lever bed	lever bed	230	194	TRUE	TRUE	TRUE	FALSE
H-12R-16-B10	LVR-16 T5	B10-TWR LVR T17	T16	457	Reverse	lever bed	lever bed	230	194	TRUE	TRUE	TRUE	FALSE
B10-TWR *	B10-TWR MAIN T1	TWR-CRAGG +	T18	458	Reverse	shelf top	shelf top	195	253	TRUE	TRUE	TRUE	FALSE
N10-TWR *	N10-TWR MAIN T1	TWR-CRAGG -	T18	459	Reverse	shelf top	shelf top	241	253	TRUE	TRUE	TRUE	FALSE
B10-TWR	B10-TWR S1 T1	B10-TWR MAIN T2	T18	460	Reverse	shelf 1	shelf top	197	195	TRUE	TRUE	FALSE	FALSE
B10-TWR	B10-TWR S2 T1	B10-TWR MAIN T3	T18	461	Reverse	shelf 2	shelf top	198	195	TRUE	TRUE	FALSE	FALSE
B10-TWR	B10-TWR S3 T1	B10-TWR MAIN T4	T18	462	Reverse	shelf 3	shelf top	199	195	TRUE	TRUE	FALSE	FALSE
B10-TWR	B10-TWR S4 T1	B10-TWR MAIN T5	T18	463	Reverse	shelf 4	shelf top	200	195	TRUE	TRUE	FALSE	FALSE
B10-TWR	B10-TWR RACK T1	B10-TWR MAIN T6	T18	464	Reverse	rack	shelf top	196	195	TRUE	TRUE	FALSE	FALSE
B10-TWR	B10-TWR LVR T1	B10-TWR MAIN T7	T18	465	Reverse	lever bed	shelf top	194	195	TRUE	TRUE	FALSE	FALSE
B10-TWR	GRP-D T2	B10-TWR MAIN T9	T18	466	Reverse	shelf floor	shelf top	212	195	TRUE	TRUE	FALSE	FALSE
N10-TWR	N10-TWR S1 T1	N10-TWR MAIN T2	T18	467	Reverse	shelf 1	shelf top	244	241	TRUE	TRUE	FALSE	FALSE
N10-TWR	N10-TWR S2 T1	N10-TWR MAIN T3	T18	468	Reverse	shelf 2	shelf top	245	241	TRUE	TRUE	FALSE	FALSE
N10-TWR	N10-TWR S3 T1	N10-TWR MAIN T4	T18	469	Reverse	shelf 3	shelf top	246	241	TRUE	TRUE	FALSE	FALSE
N10-TWR	N10-TWR S4 T1	N10-TWR MAIN T5	T18	470	Reverse	shelf 4	shelf top	247	241	TRUE	TRUE	FALSE	FALSE
N10-TWR	N10-TWR RACK T1	N10-TWR MAIN T6	T18	471	Reverse	rack	shelf top	243	241	TRUE	TRUE	FALSE	FALSE
N10-TWR	N10-TWR LVR T1	N10-TWR MAIN T7	T18	472	Reverse	lever bed	shelf top	240	241	TRUE	TRUE	FALSE	FALSE
N10-TWR	N10-TWR MB	N10-TWR LVR T4	T18	473	Reverse	model board	lever bed	242	240	TRUE	TRUE	FALSE	FALSE
N10-TWR	GRP-D T1	N10-TWR MAIN T9	T18	474	Reverse	shelf floor	shelf top	212	241	TRUE	TRUE	FALSE	FALSE
BX10-TWR *	BX10-TWR T?	TWR-W10 BX10	0	475	Reverse	shelf top	shelf top	202	254	TRUE	TRUE	TRUE	FALSE
NX10-TWR *	NX10-TWR T?	TWR-W10 NX10	0	476	Reverse	shelf top	shelf top	249	254	TRUE	TRUE	TRUE	FALSE
**STRAP**	6TPR 3H	6TPR 2H	0	477	Reverse	shelf 4	shelf 4	182	182	TRUE	TRUE	TRUE	TRUE
0	POSR COIL+	6TPR 3F	0	478	Reverse	0	shelf 4	250	182	TRUE	TRUE	FALSE	FALSE
N10-TWR	POSR COIL-	N10-TWR MAIN T?	0	479	Reverse	0	shelf top	250	241	TRUE	TRUE	FALSE	FALSE
B10-TWR	POSR 1H	B10-TWR MAIN T?	0	480	Reverse	0	shelf top	250	195	TRUE	TRUE	FALSE	FALSE
0	POSR COIL+	POSR 1F	0	481	Reverse	0	0	250	250	TRUE	TRUE	TRUE	FALSE
0	14BTPR COIL+	POSR 1B	0	482	Reverse	shelf 3	0	130	250	TRUE	TRUE	FALSE	FALSE
**STRAP**	POSR 2H	POSR 1H	0	483	Reverse	0	0	250	250	TRUE	TRUE	TRUE	TRUE
0	14ATPR COIL+	POSR 2B	0	484	Reverse	shelf 3	0	123	250	TRUE	TRUE	FALSE	FALSE

## Tower layout
	B10-TWR	N10-TWR

wires	64	77

SHELF 1	9NWPR	9RWPR	10NWPR	10RWPR	6NWPPR	6RWPPR	12NWPPR	12RWPPR	1VGR	16VGR
contacts	4	3	4	3	4	4	4	4	3	2
wires	13	11	14	11	13	19	13	19	11	9
coil wires	2	2	2	2	2	3	2	3	2	2
B10 wires	1	0	1	0	0	1	0	1	1	1
N10 wires	1	1	1	1	0	0	0	0	1	1
straps	0	0	0	0	0	0	0	0	0	0

SHELF 2	2-3COSR	14-16COSR	4-5ASR					22HDGPR	23HDGPR
contacts	3	4	2					2	1
wires	9	11	6					8	5
coil wires	2	2	3					2	2
B10 wires	0	0	0					0	0
N10 wires	1	1	1					0	0
straps	1	2	1					0	0

SHELF 3	16APR	14ATR	14BTR	14ATPR	14BTPR	12TPPR	9-10TPPR	6TR	2TR	1AR
contacts	4	2	2	2	2	1	1	1	3	4
wires	12	7	8	6	8	5	5	5	11	10
coil wires	2	2	2	3	4	2	2	2	2	2
B10 wires	2	1	1	0	1	1	1	1	2	1
N10 wires	1	0	0	0	1	1	1	0	0	0
straps	0	1	0	1	1	0	0	0	0	1

SHELF 4	5HR	1-2-3ASR	6TPR	6TPSR	9-10TPSR	14-15-16ASR	12TPSR	12WCKR	14AR
contacts	4	2	3	4	4	2	4	10	2
wires	10	6	8	10	13	6	10	22	7
coil wires	0	0	0	0	0	0	0	0	0
B10 wires	1	0	1	1	1	0	1	1	1
N10 wires	1	1	1	1	1	1	1	1	1
straps	3	1	2	1	1	1	1	1	0

RACK R1	1RGPR	2RGPR	3RGPR	4RGPR	14RGPR	15RGPR
contacts	4	4	4	3	4	3
wires	10	10	12	8	10	8
coil wires	2	2	2	2	2	2
B10 wires	2	1	1	1	2	1
N10 wires	0	1	1	1	1	1
straps	0	0	0	0	0	0

RACK R2	16RGPR	1HDGPR	3HDGPR	14HDGPR	15HDGPR	15DR
contacts	5	0	1	0	1	2
wires	14	2	5	2	4	6
coil wires	2	2	2	2	2	2
B10 wires	1	0	0	0	0	0
N10 wires	1	0	1	1	1	2
straps	0	0	0	0	0	2

RACK R3	1AKSR	2AKSR	14AKSR	16AKSR
contacts	1	1	1	1
wires	4	5	5	5
coil wires	2	2	2	2
B10 wires	0	0	0	0
N10 wires	1	1	1	1
straps	0	0	0	0

## Tower levers
lever	state	from	to
LVR-1	normal	T1	T2
LVR-1	reverse	T3	T4
LVR-1	normal	T5	T6
LVR-1	reverse	T7	T8
LVR-1	reverse	T9	T10
LVR-1	normal	T11	T12
LVR-1	reverse	T13	T14
LVR-1	normal	T15	T16
LVR-2	normal	T1	T2
LVR-2	reverse	T3	T4
LVR-2	reverse	T5	T6
LVR-2		T7	T8
LVR-3	reverse	T1	T2
LVR-3	normal	T3	T4
LVR-3	reverse	T5	T6
LVR-3		T7	T8
LVR-4	normal	T1	T2
LVR-4	reverse	T3	T4
LVR-4		T5	T6
LVR-4		T7	T8
LVR-5	normal	T1	T2
LVR-5	reverse	T3	T4
LVR-5		T5	T6
LVR-5		T7	T8
LVR-6	normal	T1	T2
LVR-6	reverse	T3	T4
LVR-6	normal	T5	T6
LVR-6	reverse	T7	T8
LVR-9	normal	T1	T2
LVR-9	reverse	T3	T4
LVR-9	normal	T5	T6
LVR-9	reverse	T7	T8
LVR-10	normal	T1	T2
LVR-10	reverse	T3	T4
LVR-10	normal	T5	T6
LVR-10	reverse	T7	T8
LVR-12	normal	T1	T2
LVR-12	reverse	T3	T4
LVR-12	normal	T5	T6
LVR-12	reverse	T7	T8
LVR-14	normal	T1	T2
LVR-14	reverse	T3	T4
LVR-14	reverse	T5	T6
LVR-14		T7	T8
LVR-15	reverse	T1	T2
LVR-15		T3	T4
LVR-15		T5	T6
LVR-15	normal	T7	T8
LVR-16	normal	T1	T2
LVR-16	reverse	T3	T4
LVR-16	normal	T5	T6
LVR-16	reverse	T7	T8
LVR-16	reverse	T9	T10
LVR-16		T11	T12
LVR-16	reverse	T13	T14
LVR-16		T15	T16

## Lever locking
lever	type	when	lock	removeWhen	addWhen
1	signal		2 (7)
1	signal	(6)	3 (11)
1	signal	(6) 9 10 15	12	1lock16
1	signal	(6) 9 10 (12)	16		1lock16
1	signal	(6) 9 (10)	5
1	signal	(6) (9)	4
2	signal		6 (7)
3	signal		(6) (7) 15
4	signal		(3) (9) (11)
5	signal		(3) 9 (10) (11)
6	switch
7	lock		6 (6)
8	master		7 11 13
9	switch		10 12	noSwInterlocks
10	switch		12	noSwInterlocks
11	lock		9 (9) 10 (10)
12	switch
13	lock		12 (12)
14	signal		12 (13) 16
15	signal		(12) (13) 16
16	signal		(13)
16	signal	(12)	9 10 (11)

## Case A wires
signal	from	to	page
14AD	CASEA T10	14ADR COIL+	A1
N10-TWR	N10-TWR	14ADR COIL-	A1
14BH	CASEA T11	14BHR COIL+	A1
N10-TWR	N10-TWR	14BHR COIL-	A1
16AP	CASEA T7	16AR 1F	A1
B10-CASEA	16AR 1H	B10-CASEA	A1
B10-CASEA	CASEA T37	B10-CASEA	A1
14HDGP	CASEA T38	CASEA T17	A1
14RGP	CASEA T39	CASEA T12	A1
N10-CASEA	N10-CASEA	CASEA T6	A1
B10-CASEA	14ADR 1F	B10-CASEA	A1
14A-A+	14ADR 1H	CASEA T33	A1
**STRAP**	14ADR 1B	14ADR 2B	A1
N10-CASEA	14ADR 2F	N10-CASEA	A1
14A-A-	14ADR 2H	CASEA T34	A1
14A-L+	BX10-CASEA	CASEA T29	A1
14A-L-	NX10-CASEA	CASEA T31	A1
B10-CASEA	14BHR 1F	B10-CASEA	A1
14B-A+	14BHR 1H	CASEA T36	A1
**STRAP**	14BHR 1B	14BHR 2B	A1
N10-CASEA	14BHR 2F	N10-CASEA	A1
14B-A-	14BHR 2H	CASEA T35	A1
14B-L+	BX10-CASEA	CASEA T30	A1
14B-L-	NX10-CASEA	CASEA T32	A1
12RLP-1	CASEA T2	12NLPR 1H	A2
12RLP	12NLPR 1B	12RLPR COIL+	A2
N10-TWR	N10-TWR	12RLPR COIL-	A2
12NLP-1	CASEA T1	12RLPR 1H	A2
12NLP	12RLPR 1B	12NLPR COIL+	A2
N10-TWR	N10-TWR	12NLPR COIL-	A2
N10-TWR *	N10-TWR	CASEA T3	A2
12WPP	CASEA T4	12NWPR COIL-	A2
12NWP	12NWPR COIL+	12RWPR 1B	A2
12WPP-A	12NWPR COIL-	12RWPR COIL+	A2
12RWP	12RWPR COIL-	12NWPR 1B	A2
12SCCWP-A	12RWPR 1H	12NWPR 1H	A2
12SCCWP	12NWPR 1H	CASEA T73	A2
N-12SCCWP	CASEA T5	CASEA T74	A2
12SCC-NIO	N10-CASEA	CASEA T72	A2
B10-CASEA	B10-CASEA	12SCC-FUSE +	A2
12SCC-BIO	CASEA T71	12SCC-FUSE -	A2
B10-CASEA	B10-CASEA	12RWPR 2H	A2
12WC-3	12RWPR 2F	12RLPR 2F	A2
12WC-2A	12RWPR 2B	12RLPR 2B	A2
12WC-2	12RLPR 2H	12NWPR 2H	A2
12WC-2A	12NWPR 2F	12NLPR 2F	A2
12WC-1	12NWPR 2B	12NLPR 2B	A2
12WC	12NLPR 2H	12WCR COIL+	A2
N10-CASEA	N10-CASEA	12WCR COIL-	A2
B10-CASEA	B10-CASEA	12WCR 1H	A2
12WKEZ	12STI 12WKEZ	12WCR 1B	A2
12WKE	12STI 12WKE	12WCR 1F	A2
N10-CASEA	N10-CASEA	12STI N10	A2
15HD	CASEA T18	15HDR COIL+	A3
N-15HD	CASEA T19	15HDR COIL-	A3
15HDGPR	CASEA T21	15HDR 3+
	15HDR 3P	15HDPR 1F
15RGPR	CASEA T20	15HDPR 1B	A3
B10-CASEA	B10-CASEA	15HDPR 1H	A3
12TPP	CASEA T9	12TPR 2F	A3	*
B10-CASEA	B10-CASEA	12TPR 2H	A3	*
9-10TPP	CASEA T8	9-10TPR 2F	A3	*
B10-CASEA	B10-CASEA	9-10TPR 2H	A3	*
B10-CASEA	B10-CASEA	15HDR 1H	A3
15HDP	15HDR 1F	15HDPR COIL+	A3
N-15HDP	N10-CASEA	15HDPR COIL-	A3
15ARG	BX10-CASEA	CASEA T43	A3
NX10-CASEA	NX10-CASEA	15AGE RESISTOR -	A3
**STRAP**	15AGE RESISTOR -	15BGE RESISTOR -	A3
15A-NX10	15AGE RESISTOR +	CASEA T44	A3
15B-NX10	15BGE RESISTOR +	CASEA T48	A3
BX10-CASEA	BX10-CASEA	15HDPR 3H	A3
	15HDPR 3F	15HDR 1P	A3
15BRG	15HDPR 3B	CASEA T45	A3
**STRAP**	15HDPR 3H	15HDPR 4H	A3
**STRAP**	15HDPR 3F	15HDPR 4F	A3
**STRAP**	15HDPR 3B	15HDPR 4B	A3
15BHG	15HDR 1-	CASEA T46	A3
15BDG	15HDR 1+	CASEA T47	A3
**STRAP**	15HDR 1P	15HDR 2P	A3
**STRAP**	15HDR 1+	15HDR 2+	A3
**STRAP**	15HDR 1-	15HDR 2-	A3
NX6-CASEA	NX6-CASEA	9-10T TEST TERM -	A3
9-10TNX	9-10T TEST TERM -	9-10T ARRESTOR +	A3
N-9-10T	9-10T TEST TERM +	9-10TR COIL-	A3
9-10T	9-10TR COIL+	9-10T TRK RESISTOR 1-	A3
**STRAP**	9-10T TRK RESISTOR 1+	9-10T TRK RESISTOR 2+	A3
9-10TBX	9-10T TRK RESISTOR 2-	9-10T ARRESTOR -	A3
BX6-CASEA	BX6-CASEA	9-10T TRK RESISTOR 1+	A3
NX6-CASEA	NX6-CASEA	12T TEST TERM -	A3
12TNX	12T TEST TERM -	12T ARRESTOR -	A3
N-9-10T	12T TEST TERM +	12TR COIL-	A3
9-10T	12TR COIL+	12T TRK RESISTOR 1-	A3
**STRAP**	12T TRK RESISTOR 1+	12T TRK RESISTOR 2+	A3
12TBX	12T TRK RESISTOR 2-	12T ARRESTOR +	A3
BX6-CASEA	BX6-CASEA	12T TRK RESISTOR 1+	A3
16AD	CASEA T23	16ADR COIL+	A4
16AH	CASEA T22	16AHR COIL+	A4
16BD	CASEA T25	16BDR COIL+	A4
16BH	CASEA T24	16BHR COIL+	A4
16COSP	CASEA T26	16COSPR COIL+	A4
N10-TWR	N10-TWR	16ADR COIL-	A4
N10-TWR	N10-TWR	16AHR COIL-	A4
N10-TWR	N10-TWR	16BDR COIL-	A4
N10-TWR	N10-TWR	16BHR COIL-	A4
N10-TWR	N10-TWR	16COSPR COIL-	A4
16RGP	CASEA T27	16COSPR 2H	A4
16RGP-1	16COSPR 2B	CASEA T62
16RGP-2	CASEA T61	CASEA T64
B10-CASEA	CASEA T63	B10-CASEA
B10-CASEA	B10-CASEA	16ADR 1H	A4
B10-CASEA	B10-CASEA	16AHR 1H	A4
B10-CASEA	B10-CASEA	16BDR 1H	A4
B10-CASEA	B10-CASEA	16BHR 1H	A4
16AD 90	16ADR 1F	CASEA T55	A4
16AH 45	16AHR 1F	CASEA T56	A4
16BD 90	16BDR 1F	CASEA T58	A4
16BH 45	16BHR 1F	CASEA T59	A4
BX10-CASEA	BX10-CASEA	16CRGE RESISTOR +	A4
BX10-CASEA	BX10-CASEA	16AGE RESISTOR +	A4
BX10-CASEA	BX10-CASEA	16BGE RESISTOR +	A4
16A BX10	16AGE RESISTOR -	CASEA T49	A4
16B BX10	16BGE RESISTOR -	CASEA T50	A4
16C BX10	16CRGE RESISTOR -	16COSPR 1H	A4
16CRG	16COSPR 1F	CASEA T51	A4
NX10-CASEA	NX10-CASEA	CASEA T52	A4
**STRAP**	CASEA T52	CASEA T53	A4
**STRAP**	CASEA T53	CASEA T54	A4
N10-CASEA	N10-CASEA	CASEA T60	A4
N10-CASEA	N10-CASEA	CASEA T57	A4
16BHDGP-2	B10-CASEA	16BHR 2F
16BHDGP-1	16BHR 2H	CASEA T67
16BHDGP	CASEA T68	16BHDGPR COIL+
N-16BHDGP	16BHDGPR COIL-	N10-CASEA
16HDGP-A2	B10-CASEA	16AHR 2F
16HDGP-A1	16AHR 2H	CASEA T65
16HDGP-A	CASEA T66	16HDGPR COIL+
16HDGP-1	B10-CASEA	16BHDGPR 4F
16HDGP	16BHDGPR 4H	16HDGPR COIL+
N-16HDGP	16HDGPR COIL-	N10-CASEA
16A	CASEA T13	16AR COIL+	A4
N16-A	CASEA T14	16AR COIL-	A4
N10-CASEA *	CASEA-CRAGG -	N10-CASEA
B10-CASEA *	CASEA-CRAGG +	B10-CASEA
BX6-CASEA *	CASEA-W10 BX6	BX6-CASEA
NX6-CASEA *	CASEA-W10 NX6	NX6-CASEA
BX10-CASEA *	CASEA-W10 BX10	BX10-CASEA
NX10-CASEA *	CASEA-W10 NX10	NX10-CASEA
B10-CASEA	B10-CASEA	9-10TR 1H		*
9-10TP-1A	9-10TR 1F	9-10LOSTER 1H		*
9-10TP-1	9-10LOSTER 1H	9-10TPR 1H		*
9-10TP	9-10LOSTER 1F	9-10TPR COIL+		*
**STRAP**	9-10TPR 1F	9-10TPR COIL+		*
9-10LOSTE	9-10TPR 1B	9-10LOSTER COIL+		*
N-9-10LOSTE	N10-CASEA	9-10LOSTER COIL-		*
N-9-10TP	N10-CASEA	9-10TPR COIL-		*
B10-CASEA	B10-CASEA	12TR 1H		*
12TP-1A	12TR 1F	12LOSTER 1H		*
12TP-1	12LOSTER 1H	12TPR 1H		*
12TP	12LOSTER 1F	12TPR COIL+		*
**STRAP**	12TPR 1F	12TPR COIL+		*
12LOSTE	12TPR 1B	12LOSTER COIL+		*
N-12LOSTE	N10-CASEA	12LOSTER COIL-		*
N-12TP	N10-CASEA	12TPR COIL-		*
N10-CASEA	N10-CASEA	CASEA T78
16DGD1	CASEA T75	16AR 2H
16DGD2	CASEA T76	16AR 3H
16DGD3	CASEA T77	16AR 4H
B10-CASEA	B10-CASEA	16AR 2B
B10-CASEA	B10-CASEA	16AR 3B
16DGD1-1	16AR 2F	16HDGPR 1H
16DGD2-1	16AR 3F	16HDGPR 2H
16DGD3-1	16AR 4F	16HDGPR 3H
B10-CASEA	B10-CASEA	16HDGPR 1B
B10-CASEA	B10-CASEA	16HDGPR 2F
16DGD1-2	16HDGPR 1F	16BHDGPR 1H
16DGD3-2	16HDGPR 3F	16BHDGPR 2H
B10-CASEA	B10-CASEA	16BHDGPR 2B
16DGD1-3	16BHDGPR 1B	CASEA T70
16DGD2-4	CASEA T69	16ADR 2H
B10-CASEA	B10-CASEA	16ADR 2F

## Case A xref
signal	from	to	page	row	swap?	loc from	loc to	loc index from	loc index to	from match	to match	from-to same	is-strap
14AD	CASEA T10	14ADR COIL+	A1	2	Normal	0	0	43	16	TRUE	TRUE	TRUE	FALSE
N10-TWR	N10-TWR	14ADR COIL-	A1	3	Normal	0	0	47	16	TRUE	TRUE	TRUE	FALSE
14BH	CASEA T11	14BHR COIL+	A1	4	Normal	0	0	43	17	TRUE	TRUE	TRUE	FALSE
N10-TWR	N10-TWR	14BHR COIL-	A1	5	Normal	0	0	47	17	TRUE	TRUE	TRUE	FALSE
16AP	CASEA T7	16AR 1F	A1	6	Normal	0	0	43	25	TRUE	TRUE	TRUE	FALSE
B10-CASEA	16AR 1H	B10-CASEA	A1	7	Normal	0	0	25	40	TRUE	TRUE	TRUE	FALSE
B10-CASEA	CASEA T37	B10-CASEA	A1	8	Normal	0	0	43	40	TRUE	TRUE	TRUE	FALSE
14HDGP	CASEA T38	CASEA T17	A1	9	Normal	0	0	43	43	TRUE	TRUE	TRUE	FALSE
14RGP	CASEA T39	CASEA T12	A1	10	Normal	0	0	43	43	TRUE	TRUE	TRUE	FALSE
N10-CASEA	N10-CASEA	CASEA T6	A1	11	Normal	0	0	46	43	TRUE	TRUE	TRUE	FALSE
B10-CASEA	14ADR 1F	B10-CASEA	A1	12	Normal	0	0	16	40	TRUE	TRUE	TRUE	FALSE
14A-A+	14ADR 1H	CASEA T33	A1	13	Normal	0	0	16	43	TRUE	TRUE	TRUE	FALSE
**STRAP**	14ADR 1B	14ADR 2B	A1	14	Normal	0	0	16	16	TRUE	TRUE	TRUE	TRUE
N10-CASEA	14ADR 2F	N10-CASEA	A1	15	Normal	0	0	16	46	TRUE	TRUE	TRUE	FALSE
14A-A-	14ADR 2H	CASEA T34	A1	16	Normal	0	0	16	43	TRUE	TRUE	TRUE	FALSE
14A-L+	BX10-CASEA	CASEA T29	A1	17	Normal	0	0	41	43	TRUE	TRUE	TRUE	FALSE
14A-L-	NX10-CASEA	CASEA T31	A1	18	Normal	0	0	48	43	TRUE	TRUE	TRUE	FALSE
B10-CASEA	14BHR 1F	B10-CASEA	A1	19	Normal	0	0	17	40	TRUE	TRUE	TRUE	FALSE
14B-A+	14BHR 1H	CASEA T36	A1	20	Normal	0	0	17	43	TRUE	TRUE	TRUE	FALSE
**STRAP**	14BHR 1B	14BHR 2B	A1	21	Normal	0	0	17	17	TRUE	TRUE	TRUE	TRUE
N10-CASEA	14BHR 2F	N10-CASEA	A1	22	Normal	0	0	17	46	TRUE	TRUE	TRUE	FALSE
14B-A-	14BHR 2H	CASEA T35	A1	23	Normal	0	0	17	43	TRUE	TRUE	TRUE	FALSE
14B-L+	BX10-CASEA	CASEA T30	A1	24	Normal	0	0	41	43	TRUE	TRUE	TRUE	FALSE
14B-L-	NX10-CASEA	CASEA T32	A1	25	Normal	0	0	48	43	TRUE	TRUE	TRUE	FALSE
12RLP-1	CASEA T2	12NLPR 1H	A2	26	Normal	0	0	43	3	TRUE	TRUE	TRUE	FALSE
12RLP	12NLPR 1B	12RLPR COIL+	A2	27	Normal	0	0	3	5	TRUE	TRUE	TRUE	FALSE
N10-TWR	N10-TWR	12RLPR COIL-	A2	28	Normal	0	0	47	5	TRUE	TRUE	TRUE	FALSE
12NLP-1	CASEA T1	12RLPR 1H	A2	29	Normal	0	0	43	5	TRUE	TRUE	TRUE	FALSE
12NLP	12RLPR 1B	12NLPR COIL+	A2	30	Normal	0	0	5	3	TRUE	TRUE	TRUE	FALSE
N10-TWR	N10-TWR	12NLPR COIL-	A2	31	Normal	0	0	47	3	TRUE	TRUE	TRUE	FALSE
N10-TWR *	N10-TWR	CASEA T3	A2	32	Normal	0	0	47	43	TRUE	TRUE	TRUE	FALSE
12WPP	CASEA T4	12NWPR COIL-	A2	33	Normal	0	0	43	4	TRUE	TRUE	TRUE	FALSE
12NWP	12NWPR COIL+	12RWPR 1B	A2	34	Normal	0	0	4	6	TRUE	TRUE	TRUE	FALSE
12WPP-A	12NWPR COIL-	12RWPR COIL+	A2	35	Normal	0	0	4	6	TRUE	TRUE	TRUE	FALSE
12RWP	12RWPR COIL-	12NWPR 1B	A2	36	Normal	0	0	6	4	TRUE	TRUE	TRUE	FALSE
12SCCWP-A	12RWPR 1H	12NWPR 1H	A2	37	Normal	0	0	6	4	TRUE	TRUE	TRUE	FALSE
12SCCWP	12NWPR 1H	CASEA T73	A2	38	Normal	0	0	4	43	TRUE	TRUE	TRUE	FALSE
N-12SCCWP	CASEA T5	CASEA T74	A2	39	Normal	0	0	43	43	TRUE	TRUE	TRUE	FALSE
12SCC-NIO	N10-CASEA	CASEA T72	A2	40	Normal	0	0	46	43	TRUE	TRUE	TRUE	FALSE
B10-CASEA	B10-CASEA	12SCC-FUSE +	A2	41	Normal	0	0	40	7	TRUE	TRUE	TRUE	FALSE
12SCC-BIO	CASEA T71	12SCC-FUSE -	A2	42	Normal	0	0	43	7	TRUE	TRUE	TRUE	FALSE
B10-CASEA	B10-CASEA	12RWPR 2H	A2	43	Normal	0	0	40	6	TRUE	TRUE	TRUE	FALSE
12WC-3	12RWPR 2F	12RLPR 2F	A2	44	Normal	0	0	6	5	TRUE	TRUE	TRUE	FALSE
12WC-2A	12RWPR 2B	12RLPR 2B	A2	45	Normal	0	0	6	5	TRUE	TRUE	TRUE	FALSE
12WC-2	12RLPR 2H	12NWPR 2H	A2	46	Normal	0	0	5	4	TRUE	TRUE	TRUE	FALSE
12WC-2A	12NWPR 2F	12NLPR 2F	A2	47	Normal	0	0	4	3	TRUE	TRUE	TRUE	FALSE
12WC-1	12NWPR 2B	12NLPR 2B	A2	48	Normal	0	0	4	3	TRUE	TRUE	TRUE	FALSE
12WC	12NLPR 2H	12WCR COIL+	A2	49	Normal	0	0	3	15	TRUE	TRUE	TRUE	FALSE
N10-CASEA	N10-CASEA	12WCR COIL-	A2	50	Normal	0	0	46	15	TRUE	TRUE	TRUE	FALSE
B10-CASEA	B10-CASEA	12WCR 1H	A2	51	Normal	0	0	40	15	TRUE	TRUE	TRUE	FALSE
12WKEZ	12STI 12WKEZ	12WCR 1B	A2	52	Normal	0	0	8	15	TRUE	TRUE	TRUE	FALSE
12WKE	12STI 12WKE	12WCR 1F	A2	53	Normal	0	0	8	15	TRUE	TRUE	TRUE	FALSE
N10-CASEA	N10-CASEA	12STI N10	A2	54	Normal	0	0	46	8	TRUE	TRUE	TRUE	FALSE
15HD	CASEA T18	15HDR COIL+	A3	55	Normal	0	0	43	21	TRUE	TRUE	TRUE	FALSE
N-15HD	CASEA T19	15HDR COIL-	A3	56	Normal	0	0	43	21	TRUE	TRUE	TRUE	FALSE
15HDGPR	CASEA T21	15HDR 3+	0	57	Normal	0	0	43	21	TRUE	TRUE	TRUE	FALSE
0	15HDR 3P	15HDPR 1F	0	58	Normal	0	0	21	20	TRUE	TRUE	TRUE	FALSE
15RGPR	CASEA T20	15HDPR 1B	A3	59	Normal	0	0	43	20	TRUE	TRUE	TRUE	FALSE
B10-CASEA	B10-CASEA	15HDPR 1H	A3	60	Normal	0	0	40	20	TRUE	TRUE	TRUE	FALSE
12TPP	CASEA T9	12TPR 2F	A3	61	Normal	0	0	43	13	TRUE	TRUE	TRUE	FALSE
B10-CASEA	B10-CASEA	12TPR 2H	A3	62	Normal	0	0	40	13	TRUE	TRUE	TRUE	FALSE
9-10TPP	CASEA T8	9-10TPR 2F	A3	63	Normal	0	0	43	38	TRUE	TRUE	TRUE	FALSE
B10-CASEA	B10-CASEA	9-10TPR 2H	A3	64	Normal	0	0	40	38	TRUE	TRUE	TRUE	FALSE
B10-CASEA	B10-CASEA	15HDR 1H	A3	65	Normal	0	0	40	21	TRUE	TRUE	TRUE	FALSE
15HDP	15HDR 1F	15HDPR COIL+	A3	66	Normal	0	0	21	20	TRUE	TRUE	TRUE	FALSE
N-15HDP	N10-CASEA	15HDPR COIL-	A3	67	Normal	0	0	46	20	TRUE	TRUE	TRUE	FALSE
15ARG	BX10-CASEA	CASEA T43	A3	68	Normal	0	0	41	43	TRUE	TRUE	TRUE	FALSE
NX10-CASEA	NX10-CASEA	15AGE RESISTOR -	A3	69	Normal	0	0	48	18	TRUE	TRUE	TRUE	FALSE
**STRAP**	15AGE RESISTOR -	15BGE RESISTOR -	A3	70	Normal	0	0	18	19	TRUE	TRUE	TRUE	TRUE
15A-NX10	15AGE RESISTOR +	CASEA T44	A3	71	Normal	0	0	18	43	TRUE	TRUE	TRUE	FALSE
15B-NX10	15BGE RESISTOR +	CASEA T48	A3	72	Normal	0	0	19	43	TRUE	TRUE	TRUE	FALSE
BX10-CASEA	BX10-CASEA	15HDPR 3H	A3	73	Normal	0	0	41	20	TRUE	TRUE	TRUE	FALSE
0	15HDPR 3F	15HDR 1P	A3	74	Normal	0	0	20	21	TRUE	TRUE	TRUE	FALSE
15BRG	15HDPR 3B	CASEA T45	A3	75	Normal	0	0	20	43	TRUE	TRUE	TRUE	FALSE
**STRAP**	15HDPR 3H	15HDPR 4H	A3	76	Normal	0	0	20	20	TRUE	TRUE	TRUE	TRUE
**STRAP**	15HDPR 3F	15HDPR 4F	A3	77	Normal	0	0	20	20	TRUE	TRUE	TRUE	TRUE
**STRAP**	15HDPR 3B	15HDPR 4B	A3	78	Normal	0	0	20	20	TRUE	TRUE	TRUE	TRUE
15BHG	15HDR 1-	CASEA T46	A3	79	Normal	0	0	21	43	TRUE	TRUE	TRUE	FALSE
15BDG	15HDR 1+	CASEA T47	A3	80	Normal	0	0	21	43	TRUE	TRUE	TRUE	FALSE
**STRAP**	15HDR 1P	15HDR 2P	A3	81	Normal	0	0	21	21	TRUE	TRUE	TRUE	TRUE
**STRAP**	15HDR 1+	15HDR 2+	A3	82	Normal	0	0	21	21	TRUE	TRUE	TRUE	TRUE
**STRAP**	15HDR 1-	15HDR 2-	A3	83	Normal	0	0	21	21	TRUE	TRUE	TRUE	TRUE
NX6-CASEA	NX6-CASEA	9-10T TEST TERM -	A3	84	Normal	0	0	49	34	TRUE	TRUE	TRUE	FALSE
9-10TNX	9-10T TEST TERM -	9-10T ARRESTOR +	A3	85	Normal	0	unknown	34	33	TRUE	FALSE	FALSE	FALSE
N-9-10T	9-10T TEST TERM +	9-10TR COIL-	A3	86	Normal	0	0	34	39	TRUE	TRUE	TRUE	FALSE
9-10T	9-10TR COIL+	9-10T TRK RESISTOR 1-	A3	87	Normal	0	0	39	35	TRUE	TRUE	TRUE	FALSE
**STRAP**	9-10T TRK RESISTOR 1+	9-10T TRK RESISTOR 2+	A3	88	Normal	0	0	35	36	TRUE	TRUE	TRUE	TRUE
9-10TBX	9-10T TRK RESISTOR 2-	9-10T ARRESTOR -	A3	89	Normal	0	unknown	36	33	TRUE	FALSE	FALSE	FALSE
BX6-CASEA	BX6-CASEA	9-10T TRK RESISTOR 1+	A3	90	Normal	0	0	42	35	TRUE	TRUE	TRUE	FALSE
NX6-CASEA	NX6-CASEA	12T TEST TERM -	A3	91	Normal	0	0	49	9	TRUE	TRUE	TRUE	FALSE
12TNX	12T TEST TERM -	12T ARRESTOR -	A3	92	Normal	0	unknown	9	8	TRUE	FALSE	FALSE	FALSE
N-9-10T	12T TEST TERM +	12TR COIL-	A3	93	Normal	0	0	9	14	TRUE	TRUE	TRUE	FALSE
9-10T	12TR COIL+	12T TRK RESISTOR 1-	A3	94	Normal	0	0	14	10	TRUE	TRUE	TRUE	FALSE
**STRAP**	12T TRK RESISTOR 1+	12T TRK RESISTOR 2+	A3	95	Normal	0	0	10	11	TRUE	TRUE	TRUE	TRUE
12TBX	12T TRK RESISTOR 2-	12T ARRESTOR +	A3	96	Normal	0	unknown	11	8	TRUE	FALSE	FALSE	FALSE
BX6-CASEA	BX6-CASEA	12T TRK RESISTOR 1+	A3	97	Normal	0	0	42	10	TRUE	TRUE	TRUE	FALSE
16AD	CASEA T23	16ADR COIL+	A4	98	Normal	0	0	43	22	TRUE	TRUE	TRUE	FALSE
16AH	CASEA T22	16AHR COIL+	A4	99	Normal	0	0	43	24	TRUE	TRUE	TRUE	FALSE
16BD	CASEA T25	16BDR COIL+	A4	100	Normal	0	0	43	26	TRUE	TRUE	TRUE	FALSE
16BH	CASEA T24	16BHR COIL+	A4	101	Normal	0	0	43	29	TRUE	TRUE	TRUE	FALSE
16COSP	CASEA T26	16COSPR COIL+	A4	102	Normal	0	0	43	30	TRUE	TRUE	TRUE	FALSE
N10-TWR	N10-TWR	16ADR COIL-	A4	103	Normal	0	0	47	22	TRUE	TRUE	TRUE	FALSE
N10-TWR	N10-TWR	16AHR COIL-	A4	104	Normal	0	0	47	24	TRUE	TRUE	TRUE	FALSE
N10-TWR	N10-TWR	16BDR COIL-	A4	105	Normal	0	0	47	26	TRUE	TRUE	TRUE	FALSE
N10-TWR	N10-TWR	16BHR COIL-	A4	106	Normal	0	0	47	29	TRUE	TRUE	TRUE	FALSE
N10-TWR	N10-TWR	16COSPR COIL-	A4	107	Normal	0	0	47	30	TRUE	TRUE	TRUE	FALSE
16RGP	CASEA T27	16COSPR 2H	A4	108	Normal	0	0	43	30	TRUE	TRUE	TRUE	FALSE
16RGP-1	16COSPR 2B	CASEA T62	0	109	Normal	0	0	30	43	TRUE	TRUE	TRUE	FALSE
16RGP-2	CASEA T61	CASEA T64	0	110	Normal	0	0	43	43	TRUE	TRUE	TRUE	FALSE
B10-CASEA	CASEA T63	B10-CASEA	0	111	Normal	0	0	43	40	TRUE	TRUE	TRUE	FALSE
B10-CASEA	B10-CASEA	16ADR 1H	A4	112	Normal	0	0	40	22	TRUE	TRUE	TRUE	FALSE
B10-CASEA	B10-CASEA	16AHR 1H	A4	113	Normal	0	0	40	24	TRUE	TRUE	TRUE	FALSE
B10-CASEA	B10-CASEA	16BDR 1H	A4	114	Normal	0	0	40	26	TRUE	TRUE	TRUE	FALSE
B10-CASEA	B10-CASEA	16BHR 1H	A4	115	Normal	0	0	40	29	TRUE	TRUE	TRUE	FALSE
16AD 90	16ADR 1F	CASEA T55	A4	116	Normal	0	0	22	43	TRUE	TRUE	TRUE	FALSE
16AH 45	16AHR 1F	CASEA T56	A4	117	Normal	0	0	24	43	TRUE	TRUE	TRUE	FALSE
16BD 90	16BDR 1F	CASEA T58	A4	118	Normal	0	0	26	43	TRUE	TRUE	TRUE	FALSE
16BH 45	16BHR 1F	CASEA T59	A4	119	Normal	0	0	29	43	TRUE	TRUE	TRUE	FALSE
BX10-CASEA	BX10-CASEA	16CRGE RESISTOR +	A4	120	Normal	0	0	41	31	TRUE	TRUE	TRUE	FALSE
BX10-CASEA	BX10-CASEA	16AGE RESISTOR +	A4	121	Normal	0	0	41	23	TRUE	TRUE	TRUE	FALSE
BX10-CASEA	BX10-CASEA	16BGE RESISTOR +	A4	122	Normal	0	0	41	27	TRUE	TRUE	TRUE	FALSE
16A BX10	16AGE RESISTOR -	CASEA T49	A4	123	Normal	0	0	23	43	TRUE	TRUE	TRUE	FALSE
16B BX10	16BGE RESISTOR -	CASEA T50	A4	124	Normal	0	0	27	43	TRUE	TRUE	TRUE	FALSE
16C BX10	16CRGE RESISTOR -	16COSPR 1H	A4	125	Normal	0	0	31	30	TRUE	TRUE	TRUE	FALSE
16CRG	16COSPR 1F	CASEA T51	A4	126	Normal	0	0	30	43	TRUE	TRUE	TRUE	FALSE
NX10-CASEA	NX10-CASEA	CASEA T52	A4	127	Normal	0	0	48	43	TRUE	TRUE	TRUE	FALSE
**STRAP**	CASEA T52	CASEA T53	A4	128	Normal	0	0	43	43	TRUE	TRUE	TRUE	TRUE
**STRAP**	CASEA T53	CASEA T54	A4	129	Normal	0	0	43	43	TRUE	TRUE	TRUE	TRUE
N10-CASEA	N10-CASEA	CASEA T60	A4	130	Normal	0	0	46	43	TRUE	TRUE	TRUE	FALSE
N10-CASEA	N10-CASEA	CASEA T57	A4	131	Normal	0	0	46	43	TRUE	TRUE	TRUE	FALSE
16BHDGP-2	B10-CASEA	16BHR 2F	0	132	Normal	0	0	40	29	TRUE	TRUE	TRUE	FALSE
16BHDGP-1	16BHR 2H	CASEA T67	0	133	Normal	0	0	29	43	TRUE	TRUE	TRUE	FALSE
16BHDGP	CASEA T68	16BHDGPR COIL+	0	134	Normal	0	0	43	28	TRUE	TRUE	TRUE	FALSE
N-16BHDGP	16BHDGPR COIL-	N10-CASEA	0	135	Normal	0	0	28	46	TRUE	TRUE	TRUE	FALSE
16HDGP-A2	B10-CASEA	16AHR 2F	0	136	Normal	0	0	40	24	TRUE	TRUE	TRUE	FALSE
16HDGP-A1	16AHR 2H	CASEA T65	0	137	Normal	0	0	24	43	TRUE	TRUE	TRUE	FALSE
16HDGP-A	CASEA T66	16HDGPR COIL+	0	138	Normal	0	0	43	32	TRUE	TRUE	TRUE	FALSE
16HDGP-1	B10-CASEA	16BHDGPR 4F	0	139	Normal	0	0	40	28	TRUE	TRUE	TRUE	FALSE
16HDGP	16BHDGPR 4H	16HDGPR COIL+	0	140	Normal	0	0	28	32	TRUE	TRUE	TRUE	FALSE
N-16HDGP	16HDGPR COIL-	N10-CASEA	0	141	Normal	0	0	32	46	TRUE	TRUE	TRUE	FALSE
16A	CASEA T13	16AR COIL+	A4	142	Normal	0	0	43	25	TRUE	TRUE	TRUE	FALSE
N16-A	CASEA T14	16AR COIL-	A4	143	Normal	0	0	43	25	TRUE	TRUE	TRUE	FALSE
N10-CASEA *	CASEA-CRAGG -	N10-CASEA	0	144	Normal	0	0	44	46	TRUE	TRUE	TRUE	FALSE
B10-CASEA *	CASEA-CRAGG +	B10-CASEA	0	145	Normal	0	0	44	40	TRUE	TRUE	TRUE	FALSE
BX6-CASEA *	CASEA-W10 BX6	BX6-CASEA	0	146	Normal	0	0	45	42	TRUE	TRUE	TRUE	FALSE
NX6-CASEA *	CASEA-W10 NX6	NX6-CASEA	0	147	Normal	0	0	45	49	TRUE	TRUE	TRUE	FALSE
BX10-CASEA *	CASEA-W10 BX10	BX10-CASEA	0	148	Normal	0	0	45	41	TRUE	TRUE	TRUE	FALSE
NX10-CASEA *	CASEA-W10 NX10	NX10-CASEA	0	149	Normal	0	0	45	48	TRUE	TRUE	TRUE	FALSE
B10-CASEA	B10-CASEA	9-10TR 1H	0	150	Normal	0	0	40	39	TRUE	TRUE	TRUE	FALSE
9-10TP-1A	9-10TR 1F	9-10LOSTER 1H	0	151	Normal	0	0	39	33	TRUE	TRUE	TRUE	FALSE
9-10TP-1	9-10LOSTER 1H	9-10TPR 1H	0	152	Normal	0	0	33	38	TRUE	TRUE	TRUE	FALSE
9-10TP	9-10LOSTER 1F	9-10TPR COIL+	0	153	Normal	0	0	33	38	TRUE	TRUE	TRUE	FALSE
**STRAP**	9-10TPR 1F	9-10TPR COIL+	0	154	Normal	0	0	38	38	TRUE	TRUE	TRUE	TRUE
9-10LOSTE	9-10TPR 1B	9-10LOSTER COIL+	0	155	Normal	0	0	38	33	TRUE	TRUE	TRUE	FALSE
N-9-10LOSTE	N10-CASEA	9-10LOSTER COIL-	0	156	Normal	0	0	46	33	TRUE	TRUE	TRUE	FALSE
N-9-10TP	N10-CASEA	9-10TPR COIL-	0	157	Normal	0	0	46	38	TRUE	TRUE	TRUE	FALSE
B10-CASEA	B10-CASEA	12TR 1H	0	158	Normal	0	0	40	14	TRUE	TRUE	TRUE	FALSE
12TP-1A	12TR 1F	12LOSTER 1H	0	159	Normal	0	0	14	2	TRUE	TRUE	TRUE	FALSE
12TP-1	12LOSTER 1H	12TPR 1H	0	160	Normal	0	0	2	13	TRUE	TRUE	TRUE	FALSE
12TP	12LOSTER 1F	12TPR COIL+	0	161	Normal	0	0	2	13	TRUE	TRUE	TRUE	FALSE
**STRAP**	12TPR 1F	12TPR COIL+	0	162	Normal	0	0	13	13	TRUE	TRUE	TRUE	TRUE
12LOSTE	12TPR 1B	12LOSTER COIL+	0	163	Normal	0	0	13	2	TRUE	TRUE	TRUE	FALSE
N-12LOSTE	N10-CASEA	12LOSTER COIL-	0	164	Normal	0	0	46	2	TRUE	TRUE	TRUE	FALSE
N-12TP	N10-CASEA	12TPR COIL-	0	165	Normal	0	0	46	13	TRUE	TRUE	TRUE	FALSE
N10-CASEA	N10-CASEA	CASEA T78	0	166	Normal	0	0	46	43	TRUE	TRUE	TRUE	FALSE
16DGD1	CASEA T75	16AR 2H	0	167	Normal	0	0	43	25	TRUE	TRUE	TRUE	FALSE
16DGD2	CASEA T76	16AR 3H	0	168	Normal	0	0	43	25	TRUE	TRUE	TRUE	FALSE
16DGD3	CASEA T77	16AR 4H	0	169	Normal	0	0	43	25	TRUE	TRUE	TRUE	FALSE
B10-CASEA	B10-CASEA	16AR 2B	0	170	Normal	0	0	40	25	TRUE	TRUE	TRUE	FALSE
B10-CASEA	B10-CASEA	16AR 3B	0	171	Normal	0	0	40	25	TRUE	TRUE	TRUE	FALSE
16DGD1-1	16AR 2F	16HDGPR 1H	0	172	Normal	0	0	25	32	TRUE	TRUE	TRUE	FALSE
16DGD2-1	16AR 3F	16HDGPR 2H	0	173	Normal	0	0	25	32	TRUE	TRUE	TRUE	FALSE
16DGD3-1	16AR 4F	16HDGPR 3H	0	174	Normal	0	0	25	32	TRUE	TRUE	TRUE	FALSE
B10-CASEA	B10-CASEA	16HDGPR 1B	0	175	Normal	0	0	40	32	TRUE	TRUE	TRUE	FALSE
B10-CASEA	B10-CASEA	16HDGPR 2F	0	176	Normal	0	0	40	32	TRUE	TRUE	TRUE	FALSE
16DGD1-2	16HDGPR 1F	16BHDGPR 1H	0	177	Normal	0	0	32	28	TRUE	TRUE	TRUE	FALSE
16DGD3-2	16HDGPR 3F	16BHDGPR 2H	0	178	Normal	0	0	32	28	TRUE	TRUE	TRUE	FALSE
B10-CASEA	B10-CASEA	16BHDGPR 2B	0	179	Normal	0	0	40	28	TRUE	TRUE	TRUE	FALSE
16DGD1-3	16BHDGPR 1B	CASEA T70	0	180	Normal	0	0	28	43	TRUE	TRUE	TRUE	FALSE
16DGD2-4	CASEA T69	16ADR 2H	0	181	Normal	0	0	43	22	TRUE	TRUE	TRUE	FALSE
B10-CASEA	B10-CASEA	16ADR 2F	0	182	Normal	0	0	40	22	TRUE	TRUE	TRUE	FALSE
14AD	14ADR COIL+	CASEA T10	A1	2	Reverse	0	0	16	43	TRUE	TRUE	TRUE	FALSE
N10-TWR	14ADR COIL-	N10-TWR	A1	3	Reverse	0	0	16	47	TRUE	TRUE	TRUE	FALSE
14BH	14BHR COIL+	CASEA T11	A1	4	Reverse	0	0	17	43	TRUE	TRUE	TRUE	FALSE
N10-TWR	14BHR COIL-	N10-TWR	A1	5	Reverse	0	0	17	47	TRUE	TRUE	TRUE	FALSE
16AP	16AR 1F	CASEA T7	A1	6	Reverse	0	0	25	43	TRUE	TRUE	TRUE	FALSE
B10-CASEA	B10-CASEA	16AR 1H	A1	7	Reverse	0	0	40	25	TRUE	TRUE	TRUE	FALSE
B10-CASEA	B10-CASEA	CASEA T37	A1	8	Reverse	0	0	40	43	TRUE	TRUE	TRUE	FALSE
14HDGP	CASEA T17	CASEA T38	A1	9	Reverse	0	0	43	43	TRUE	TRUE	TRUE	FALSE
14RGP	CASEA T12	CASEA T39	A1	10	Reverse	0	0	43	43	TRUE	TRUE	TRUE	FALSE
N10-CASEA	CASEA T6	N10-CASEA	A1	11	Reverse	0	0	43	46	TRUE	TRUE	TRUE	FALSE
B10-CASEA	B10-CASEA	14ADR 1F	A1	12	Reverse	0	0	40	16	TRUE	TRUE	TRUE	FALSE
14A-A+	CASEA T33	14ADR 1H	A1	13	Reverse	0	0	43	16	TRUE	TRUE	TRUE	FALSE
**STRAP**	14ADR 2B	14ADR 1B	A1	14	Reverse	0	0	16	16	TRUE	TRUE	TRUE	TRUE
N10-CASEA	N10-CASEA	14ADR 2F	A1	15	Reverse	0	0	46	16	TRUE	TRUE	TRUE	FALSE
14A-A-	CASEA T34	14ADR 2H	A1	16	Reverse	0	0	43	16	TRUE	TRUE	TRUE	FALSE
14A-L+	CASEA T29	BX10-CASEA	A1	17	Reverse	0	0	43	41	TRUE	TRUE	TRUE	FALSE
14A-L-	CASEA T31	NX10-CASEA	A1	18	Reverse	0	0	43	48	TRUE	TRUE	TRUE	FALSE
B10-CASEA	B10-CASEA	14BHR 1F	A1	19	Reverse	0	0	40	17	TRUE	TRUE	TRUE	FALSE
14B-A+	CASEA T36	14BHR 1H	A1	20	Reverse	0	0	43	17	TRUE	TRUE	TRUE	FALSE
**STRAP**	14BHR 2B	14BHR 1B	A1	21	Reverse	0	0	17	17	TRUE	TRUE	TRUE	TRUE
N10-CASEA	N10-CASEA	14BHR 2F	A1	22	Reverse	0	0	46	17	TRUE	TRUE	TRUE	FALSE
14B-A-	CASEA T35	14BHR 2H	A1	23	Reverse	0	0	43	17	TRUE	TRUE	TRUE	FALSE
14B-L+	CASEA T30	BX10-CASEA	A1	24	Reverse	0	0	43	41	TRUE	TRUE	TRUE	FALSE
14B-L-	CASEA T32	NX10-CASEA	A1	25	Reverse	0	0	43	48	TRUE	TRUE	TRUE	FALSE
12RLP-1	12NLPR 1H	CASEA T2	A2	26	Reverse	0	0	3	43	TRUE	TRUE	TRUE	FALSE
12RLP	12RLPR COIL+	12NLPR 1B	A2	27	Reverse	0	0	5	3	TRUE	TRUE	TRUE	FALSE
N10-TWR	12RLPR COIL-	N10-TWR	A2	28	Reverse	0	0	5	47	TRUE	TRUE	TRUE	FALSE
12NLP-1	12RLPR 1H	CASEA T1	A2	29	Reverse	0	0	5	43	TRUE	TRUE	TRUE	FALSE
12NLP	12NLPR COIL+	12RLPR 1B	A2	30	Reverse	0	0	3	5	TRUE	TRUE	TRUE	FALSE
N10-TWR	12NLPR COIL-	N10-TWR	A2	31	Reverse	0	0	3	47	TRUE	TRUE	TRUE	FALSE
N10-TWR *	CASEA T3	N10-TWR	A2	32	Reverse	0	0	43	47	TRUE	TRUE	TRUE	FALSE
12WPP	12NWPR COIL-	CASEA T4	A2	33	Reverse	0	0	4	43	TRUE	TRUE	TRUE	FALSE
12NWP	12RWPR 1B	12NWPR COIL+	A2	34	Reverse	0	0	6	4	TRUE	TRUE	TRUE	FALSE
12WPP-A	12RWPR COIL+	12NWPR COIL-	A2	35	Reverse	0	0	6	4	TRUE	TRUE	TRUE	FALSE
12RWP	12NWPR 1B	12RWPR COIL-	A2	36	Reverse	0	0	4	6	TRUE	TRUE	TRUE	FALSE
12SCCWP-A	12NWPR 1H	12RWPR 1H	A2	37	Reverse	0	0	4	6	TRUE	TRUE	TRUE	FALSE
12SCCWP	CASEA T73	12NWPR 1H	A2	38	Reverse	0	0	43	4	TRUE	TRUE	TRUE	FALSE
N-12SCCWP	CASEA T74	CASEA T5	A2	39	Reverse	0	0	43	43	TRUE	TRUE	TRUE	FALSE
12SCC-NIO	CASEA T72	N10-CASEA	A2	40	Reverse	0	0	43	46	TRUE	TRUE	TRUE	FALSE
B10-CASEA	12SCC-FUSE +	B10-CASEA	A2	41	Reverse	0	0	7	40	TRUE	TRUE	TRUE	FALSE
12SCC-BIO	12SCC-FUSE -	CASEA T71	A2	42	Reverse	0	0	7	43	TRUE	TRUE	TRUE	FALSE
B10-CASEA	12RWPR 2H	B10-CASEA	A2	43	Reverse	0	0	6	40	TRUE	TRUE	TRUE	FALSE
12WC-3	12RLPR 2F	12RWPR 2F	A2	44	Reverse	0	0	5	6	TRUE	TRUE	TRUE	FALSE
12WC-2A	12RLPR 2B	12RWPR 2B	A2	45	Reverse	0	0	5	6	TRUE	TRUE	TRUE	FALSE
12WC-2	12NWPR 2H	12RLPR 2H	A2	46	Reverse	0	0	4	5	TRUE	TRUE	TRUE	FALSE
12WC-2A	12NLPR 2F	12NWPR 2F	A2	47	Reverse	0	0	3	4	TRUE	TRUE	TRUE	FALSE
12WC-1	12NLPR 2B	12NWPR 2B	A2	48	Reverse	0	0	3	4	TRUE	TRUE	TRUE	FALSE
12WC	12WCR COIL+	12NLPR 2H	A2	49	Reverse	0	0	15	3	TRUE	TRUE	TRUE	FALSE
N10-CASEA	12WCR COIL-	N10-CASEA	A2	50	Reverse	0	0	15	46	TRUE	TRUE	TRUE	FALSE
B10-CASEA	12WCR 1H	B10-CASEA	A2	51	Reverse	0	0	15	40	TRUE	TRUE	TRUE	FALSE
12WKEZ	12WCR 1B	12STI 12WKEZ	A2	52	Reverse	0	0	15	8	TRUE	TRUE	TRUE	FALSE
12WKE	12WCR 1F	12STI 12WKE	A2	53	Reverse	0	0	15	8	TRUE	TRUE	TRUE	FALSE
N10-CASEA	12STI N10	N10-CASEA	A2	54	Reverse	0	0	8	46	TRUE	TRUE	TRUE	FALSE
15HD	15HDR COIL+	CASEA T18	A3	55	Reverse	0	0	21	43	TRUE	TRUE	TRUE	FALSE
N-15HD	15HDR COIL-	CASEA T19	A3	56	Reverse	0	0	21	43	TRUE	TRUE	TRUE	FALSE
15HDGPR	15HDR 3+	CASEA T21	0	57	Reverse	0	0	21	43	TRUE	TRUE	TRUE	FALSE
0	15HDPR 1F	15HDR 3P	0	58	Reverse	0	0	20	21	TRUE	TRUE	TRUE	FALSE
15RGPR	15HDPR 1B	CASEA T20	A3	59	Reverse	0	0	20	43	TRUE	TRUE	TRUE	FALSE
B10-CASEA	15HDPR 1H	B10-CASEA	A3	60	Reverse	0	0	20	40	TRUE	TRUE	TRUE	FALSE
12TPP	12TPR 2F	CASEA T9	A3	61	Reverse	0	0	13	43	TRUE	TRUE	TRUE	FALSE
B10-CASEA	12TPR 2H	B10-CASEA	A3	62	Reverse	0	0	13	40	TRUE	TRUE	TRUE	FALSE
9-10TPP	9-10TPR 2F	CASEA T8	A3	63	Reverse	0	0	38	43	TRUE	TRUE	TRUE	FALSE
B10-CASEA	9-10TPR 2H	B10-CASEA	A3	64	Reverse	0	0	38	40	TRUE	TRUE	TRUE	FALSE
B10-CASEA	15HDR 1H	B10-CASEA	A3	65	Reverse	0	0	21	40	TRUE	TRUE	TRUE	FALSE
15HDP	15HDPR COIL+	15HDR 1F	A3	66	Reverse	0	0	20	21	TRUE	TRUE	TRUE	FALSE
N-15HDP	15HDPR COIL-	N10-CASEA	A3	67	Reverse	0	0	20	46	TRUE	TRUE	TRUE	FALSE
15ARG	CASEA T43	BX10-CASEA	A3	68	Reverse	0	0	43	41	TRUE	TRUE	TRUE	FALSE
NX10-CASEA	15AGE RESISTOR -	NX10-CASEA	A3	69	Reverse	0	0	18	48	TRUE	TRUE	TRUE	FALSE
**STRAP**	15BGE RESISTOR -	15AGE RESISTOR -	A3	70	Reverse	0	0	19	18	TRUE	TRUE	TRUE	TRUE
15A-NX10	CASEA T44	15AGE RESISTOR +	A3	71	Reverse	0	0	43	18	TRUE	TRUE	TRUE	FALSE
15B-NX10	CASEA T48	15BGE RESISTOR +	A3	72	Reverse	0	0	43	19	TRUE	TRUE	TRUE	FALSE
BX10-CASEA	15HDPR 3H	BX10-CASEA	A3	73	Reverse	0	0	20	41	TRUE	TRUE	TRUE	FALSE
0	15HDR 1P	15HDPR 3F	A3	74	Reverse	0	0	21	20	TRUE	TRUE	TRUE	FALSE
15BRG	CASEA T45	15HDPR 3B	A3	75	Reverse	0	0	43	20	TRUE	TRUE	TRUE	FALSE
**STRAP**	15HDPR 4H	15HDPR 3H	A3	76	Reverse	0	0	20	20	TRUE	TRUE	TRUE	TRUE
**STRAP**	15HDPR 4F	15HDPR 3F	A3	77	Reverse	0	0	20	20	TRUE	TRUE	TRUE	TRUE
**STRAP**	15HDPR 4B	15HDPR 3B	A3	78	Reverse	0	0	20	20	TRUE	TRUE	TRUE	TRUE
15BHG	CASEA T46	15HDR 1-	A3	79	Reverse	0	0	43	21	TRUE	TRUE	TRUE	FALSE
15BDG	CASEA T47	15HDR 1+	A3	80	Reverse	0	0	43	21	TRUE	TRUE	TRUE	FALSE
**STRAP**	15HDR 2P	15HDR 1P	A3	81	Reverse	0	0	21	21	TRUE	TRUE	TRUE	TRUE
**STRAP**	15HDR 2+	15HDR 1+	A3	82	Reverse	0	0	21	21	TRUE	TRUE	TRUE	TRUE
**STRAP**	15HDR 2-	15HDR 1-	A3	83	Reverse	0	0	21	21	TRUE	TRUE	TRUE	TRUE
NX6-CASEA	9-10T TEST TERM -	NX6-CASEA	A3	84	Reverse	0	0	34	49	TRUE	TRUE	TRUE	FALSE
9-10TNX	9-10T ARRESTOR +	9-10T TEST TERM -	A3	85	Reverse	unknown	0	33	34	FALSE	TRUE	FALSE	FALSE
N-9-10T	9-10TR COIL-	9-10T TEST TERM +	A3	86	Reverse	0	0	39	34	TRUE	TRUE	TRUE	FALSE
9-10T	9-10T TRK RESISTOR 1-	9-10TR COIL+	A3	87	Reverse	0	0	35	39	TRUE	TRUE	TRUE	FALSE
**STRAP**	9-10T TRK RESISTOR 2+	9-10T TRK RESISTOR 1+	A3	88	Reverse	0	0	36	35	TRUE	TRUE	TRUE	TRUE
9-10TBX	9-10T ARRESTOR -	9-10T TRK RESISTOR 2-	A3	89	Reverse	unknown	0	33	36	FALSE	TRUE	FALSE	FALSE
BX6-CASEA	9-10T TRK RESISTOR 1+	BX6-CASEA	A3	90	Reverse	0	0	35	42	TRUE	TRUE	TRUE	FALSE
NX6-CASEA	12T TEST TERM -	NX6-CASEA	A3	91	Reverse	0	0	9	49	TRUE	TRUE	TRUE	FALSE
12TNX	12T ARRESTOR -	12T TEST TERM -	A3	92	Reverse	unknown	0	8	9	FALSE	TRUE	FALSE	FALSE
N-9-10T	12TR COIL-	12T TEST TERM +	A3	93	Reverse	0	0	14	9	TRUE	TRUE	TRUE	FALSE
9-10T	12T TRK RESISTOR 1-	12TR COIL+	A3	94	Reverse	0	0	10	14	TRUE	TRUE	TRUE	FALSE
**STRAP**	12T TRK RESISTOR 2+	12T TRK RESISTOR 1+	A3	95	Reverse	0	0	11	10	TRUE	TRUE	TRUE	TRUE
12TBX	12T ARRESTOR +	12T TRK RESISTOR 2-	A3	96	Reverse	unknown	0	8	11	FALSE	TRUE	FALSE	FALSE
BX6-CASEA	12T TRK RESISTOR 1+	BX6-CASEA	A3	97	Reverse	0	0	10	42	TRUE	TRUE	TRUE	FALSE
16AD	16ADR COIL+	CASEA T23	A4	98	Reverse	0	0	22	43	TRUE	TRUE	TRUE	FALSE
16AH	16AHR COIL+	CASEA T22	A4	99	Reverse	0	0	24	43	TRUE	TRUE	TRUE	FALSE
16BD	16BDR COIL+	CASEA T25	A4	100	Reverse	0	0	26	43	TRUE	TRUE	TRUE	FALSE
16BH	16BHR COIL+	CASEA T24	A4	101	Reverse	0	0	29	43	TRUE	TRUE	TRUE	FALSE
16COSP	16COSPR COIL+	CASEA T26	A4	102	Reverse	0	0	30	43	TRUE	TRUE	TRUE	FALSE
N10-TWR	16ADR COIL-	N10-TWR	A4	103	Reverse	0	0	22	47	TRUE	TRUE	TRUE	FALSE
N10-TWR	16AHR COIL-	N10-TWR	A4	104	Reverse	0	0	24	47	TRUE	TRUE	TRUE	FALSE
N10-TWR	16BDR COIL-	N10-TWR	A4	105	Reverse	0	0	26	47	TRUE	TRUE	TRUE	FALSE
N10-TWR	16BHR COIL-	N10-TWR	A4	106	Reverse	0	0	29	47	TRUE	TRUE	TRUE	FALSE
N10-TWR	16COSPR COIL-	N10-TWR	A4	107	Reverse	0	0	30	47	TRUE	TRUE	TRUE	FALSE
16RGP	16COSPR 2H	CASEA T27	A4	108	Reverse	0	0	30	43	TRUE	TRUE	TRUE	FALSE
16RGP-1	CASEA T62	16COSPR 2B	0	109	Reverse	0	0	43	30	TRUE	TRUE	TRUE	FALSE
16RGP-2	CASEA T64	CASEA T61	0	110	Reverse	0	0	43	43	TRUE	TRUE	TRUE	FALSE
B10-CASEA	B10-CASEA	CASEA T63	0	111	Reverse	0	0	40	43	TRUE	TRUE	TRUE	FALSE
B10-CASEA	16ADR 1H	B10-CASEA	A4	112	Reverse	0	0	22	40	TRUE	TRUE	TRUE	FALSE
B10-CASEA	16AHR 1H	B10-CASEA	A4	113	Reverse	0	0	24	40	TRUE	TRUE	TRUE	FALSE
B10-CASEA	16BDR 1H	B10-CASEA	A4	114	Reverse	0	0	26	40	TRUE	TRUE	TRUE	FALSE
B10-CASEA	16BHR 1H	B10-CASEA	A4	115	Reverse	0	0	29	40	TRUE	TRUE	TRUE	FALSE
16AD 90	CASEA T55	16ADR 1F	A4	116	Reverse	0	0	43	22	TRUE	TRUE	TRUE	FALSE
16AH 45	CASEA T56	16AHR 1F	A4	117	Reverse	0	0	43	24	TRUE	TRUE	TRUE	FALSE
16BD 90	CASEA T58	16BDR 1F	A4	118	Reverse	0	0	43	26	TRUE	TRUE	TRUE	FALSE
16BH 45	CASEA T59	16BHR 1F	A4	119	Reverse	0	0	43	29	TRUE	TRUE	TRUE	FALSE
BX10-CASEA	16CRGE RESISTOR +	BX10-CASEA	A4	120	Reverse	0	0	31	41	TRUE	TRUE	TRUE	FALSE
BX10-CASEA	16AGE RESISTOR +	BX10-CASEA	A4	121	Reverse	0	0	23	41	TRUE	TRUE	TRUE	FALSE
BX10-CASEA	16BGE RESISTOR +	BX10-CASEA	A4	122	Reverse	0	0	27	41	TRUE	TRUE	TRUE	FALSE
16A BX10	CASEA T49	16AGE RESISTOR -	A4	123	Reverse	0	0	43	23	TRUE	TRUE	TRUE	FALSE
16B BX10	CASEA T50	16BGE RESISTOR -	A4	124	Reverse	0	0	43	27	TRUE	TRUE	TRUE	FALSE
16C BX10	16COSPR 1H	16CRGE RESISTOR -	A4	125	Reverse	0	0	30	31	TRUE	TRUE	TRUE	FALSE
16CRG	CASEA T51	16COSPR 1F	A4	126	Reverse	0	0	43	30	TRUE	TRUE	TRUE	FALSE
NX10-CASEA	CASEA T52	NX10-CASEA	A4	127	Reverse	0	0	43	48	TRUE	TRUE	TRUE	FALSE
**STRAP**	CASEA T53	CASEA T52	A4	128	Reverse	0	0	43	43	TRUE	TRUE	TRUE	TRUE
**STRAP**	CASEA T54	CASEA T53	A4	129	Reverse	0	0	43	43	TRUE	TRUE	TRUE	TRUE
N10-CASEA	CASEA T60	N10-CASEA	A4	130	Reverse	0	0	43	46	TRUE	TRUE	TRUE	FALSE
N10-CASEA	CASEA T57	N10-CASEA	A4	131	Reverse	0	0	43	46	TRUE	TRUE	TRUE	FALSE
16BHDGP-2	16BHR 2F	B10-CASEA	0	132	Reverse	0	0	29	40	TRUE	TRUE	TRUE	FALSE
16BHDGP-1	CASEA T67	16BHR 2H	0	133	Reverse	0	0	43	29	TRUE	TRUE	TRUE	FALSE
16BHDGP	16BHDGPR COIL+	CASEA T68	0	134	Reverse	0	0	28	43	TRUE	TRUE	TRUE	FALSE
N-16BHDGP	N10-CASEA	16BHDGPR COIL-	0	135	Reverse	0	0	46	28	TRUE	TRUE	TRUE	FALSE
16HDGP-A2	16AHR 2F	B10-CASEA	0	136	Reverse	0	0	24	40	TRUE	TRUE	TRUE	FALSE
16HDGP-A1	CASEA T65	16AHR 2H	0	137	Reverse	0	0	43	24	TRUE	TRUE	TRUE	FALSE
16HDGP-A	16HDGPR COIL+	CASEA T66	0	138	Reverse	0	0	32	43	TRUE	TRUE	TRUE	FALSE
16HDGP-1	16BHDGPR 4F	B10-CASEA	0	139	Reverse	0	0	28	40	TRUE	TRUE	TRUE	FALSE
16HDGP	16HDGPR COIL+	16BHDGPR 4H	0	140	Reverse	0	0	32	28	TRUE	TRUE	TRUE	FALSE
N-16HDGP	N10-CASEA	16HDGPR COIL-	0	141	Reverse	0	0	46	32	TRUE	TRUE	TRUE	FALSE
16A	16AR COIL+	CASEA T13	A4	142	Reverse	0	0	25	43	TRUE	TRUE	TRUE	FALSE
N16-A	16AR COIL-	CASEA T14	A4	143	Reverse	0	0	25	43	TRUE	TRUE	TRUE	FALSE
N10-CASEA *	N10-CASEA	CASEA-CRAGG -	0	144	Reverse	0	0	46	44	TRUE	TRUE	TRUE	FALSE
B10-CASEA *	B10-CASEA	CASEA-CRAGG +	0	145	Reverse	0	0	40	44	TRUE	TRUE	TRUE	FALSE
BX6-CASEA *	BX6-CASEA	CASEA-W10 BX6	0	146	Reverse	0	0	42	45	TRUE	TRUE	TRUE	FALSE
NX6-CASEA *	NX6-CASEA	CASEA-W10 NX6	0	147	Reverse	0	0	49	45	TRUE	TRUE	TRUE	FALSE
BX10-CASEA *	BX10-CASEA	CASEA-W10 BX10	0	148	Reverse	0	0	41	45	TRUE	TRUE	TRUE	FALSE
NX10-CASEA *	NX10-CASEA	CASEA-W10 NX10	0	149	Reverse	0	0	48	45	TRUE	TRUE	TRUE	FALSE
B10-CASEA	9-10TR 1H	B10-CASEA	0	150	Reverse	0	0	39	40	TRUE	TRUE	TRUE	FALSE
9-10TP-1A	9-10LOSTER 1H	9-10TR 1F	0	151	Reverse	0	0	33	39	TRUE	TRUE	TRUE	FALSE
9-10TP-1	9-10TPR 1H	9-10LOSTER 1H	0	152	Reverse	0	0	38	33	TRUE	TRUE	TRUE	FALSE
9-10TP	9-10TPR COIL+	9-10LOSTER 1F	0	153	Reverse	0	0	38	33	TRUE	TRUE	TRUE	FALSE
**STRAP**	9-10TPR COIL+	9-10TPR 1F	0	154	Reverse	0	0	38	38	TRUE	TRUE	TRUE	TRUE
9-10LOSTE	9-10LOSTER COIL+	9-10TPR 1B	0	155	Reverse	0	0	33	38	TRUE	TRUE	TRUE	FALSE
N-9-10LOSTE	9-10LOSTER COIL-	N10-CASEA	0	156	Reverse	0	0	33	46	TRUE	TRUE	TRUE	FALSE
N-9-10TP	9-10TPR COIL-	N10-CASEA	0	157	Reverse	0	0	38	46	TRUE	TRUE	TRUE	FALSE
B10-CASEA	12TR 1H	B10-CASEA	0	158	Reverse	0	0	14	40	TRUE	TRUE	TRUE	FALSE
12TP-1A	12LOSTER 1H	12TR 1F	0	159	Reverse	0	0	2	14	TRUE	TRUE	TRUE	FALSE
12TP-1	12TPR 1H	12LOSTER 1H	0	160	Reverse	0	0	13	2	TRUE	TRUE	TRUE	FALSE
12TP	12TPR COIL+	12LOSTER 1F	0	161	Reverse	0	0	13	2	TRUE	TRUE	TRUE	FALSE
**STRAP**	12TPR COIL+	12TPR 1F	0	162	Reverse	0	0	13	13	TRUE	TRUE	TRUE	TRUE
12LOSTE	12LOSTER COIL+	12TPR 1B	0	163	Reverse	0	0	2	13	TRUE	TRUE	TRUE	FALSE
N-12LOSTE	12LOSTER COIL-	N10-CASEA	0	164	Reverse	0	0	2	46	TRUE	TRUE	TRUE	FALSE
N-12TP	12TPR COIL-	N10-CASEA	0	165	Reverse	0	0	13	46	TRUE	TRUE	TRUE	FALSE
N10-CASEA	CASEA T78	N10-CASEA	0	166	Reverse	0	0	43	46	TRUE	TRUE	TRUE	FALSE
16DGD1	16AR 2H	CASEA T75	0	167	Reverse	0	0	25	43	TRUE	TRUE	TRUE	FALSE
16DGD2	16AR 3H	CASEA T76	0	168	Reverse	0	0	25	43	TRUE	TRUE	TRUE	FALSE
16DGD3	16AR 4H	CASEA T77	0	169	Reverse	0	0	25	43	TRUE	TRUE	TRUE	FALSE
B10-CASEA	16AR 2B	B10-CASEA	0	170	Reverse	0	0	25	40	TRUE	TRUE	TRUE	FALSE
B10-CASEA	16AR 3B	B10-CASEA	0	171	Reverse	0	0	25	40	TRUE	TRUE	TRUE	FALSE
16DGD1-1	16HDGPR 1H	16AR 2F	0	172	Reverse	0	0	32	25	TRUE	TRUE	TRUE	FALSE
16DGD2-1	16HDGPR 2H	16AR 3F	0	173	Reverse	0	0	32	25	TRUE	TRUE	TRUE	FALSE
16DGD3-1	16HDGPR 3H	16AR 4F	0	174	Reverse	0	0	32	25	TRUE	TRUE	TRUE	FALSE
B10-CASEA	16HDGPR 1B	B10-CASEA	0	175	Reverse	0	0	32	40	TRUE	TRUE	TRUE	FALSE
B10-CASEA	16HDGPR 2F	B10-CASEA	0	176	Reverse	0	0	32	40	TRUE	TRUE	TRUE	FALSE
16DGD1-2	16BHDGPR 1H	16HDGPR 1F	0	177	Reverse	0	0	28	32	TRUE	TRUE	TRUE	FALSE
16DGD3-2	16BHDGPR 2H	16HDGPR 3F	0	178	Reverse	0	0	28	32	TRUE	TRUE	TRUE	FALSE
B10-CASEA	16BHDGPR 2B	B10-CASEA	0	179	Reverse	0	0	28	40	TRUE	TRUE	TRUE	FALSE
16DGD1-3	CASEA T70	16BHDGPR 1B	0	180	Reverse	0	0	43	28	TRUE	TRUE	TRUE	FALSE
16DGD2-4	16ADR 2H	CASEA T69	0	181	Reverse	0	0	22	43	TRUE	TRUE	TRUE	FALSE
B10-CASEA	16ADR 2F	B10-CASEA	0	182	Reverse	0	0	22	40	TRUE	TRUE	TRUE	FALSE

## Case A layout
	B10-CASEA	N10-CASEA

wires	28	17

	15HDR	12NWPR	12RWPR	15HDPR	12NLPR	12RLPR	12WCR
contacts	1	2	2	3	2	2	1
wires	9	9	7	8	7	7	5
coil wires	2	3	2	2	2	2	2
B10 wires	1	0	1	1	0	0	1
N10 wires	0	0	0	1	0	0	1
straps	3	0	0	3	0	0	0

	16AHR	16ADR	16BHR	16BDR	16COSPR	14ADR	14BHR
contacts	2	2	2	1	2	2	2
wires	6	6	6	4	6	6	6
coil wires	2	2	2	2	2	2	2
B10 wires	2	2	2	1	0	1	1
N10 wires	0	0	0	0	0	1	1
straps	0	0	0	0	0	1	1

	9-10LOSTER	9-10TPR	12LOSTER	12TPR		16BHDGPR	16HDGPR
contacts	1	2	1	2		3	3
wires	5	6	5	6		8	10
coil wires	2	2	2	2		2	3
B10 wires	0	1	0	1		2	2
N10 wires	1	1	1	1		1	1
straps	0	1	0	1		0	0

					9-10TR	12TR	16AR
contacts					1	1	4
wires					4	4	12
coil wires					2	2	2
B10 wires					1	1	3
N10 wires					0	0	0
straps					0	0	0

## Case B wires
signal	from	to	page	row	notes
2D	CASEB T4	2DR COIL+	B1
2H	CASEB T5	2HR COIL+	B1
2COSP	CASEB T3	2COSPR COIL+	B1
N-2D	N10-TWR T?	2DR COIL-	B1
N-2H	N10-TWR T?	2HR COIL-	B1
N-2COSP	N10-TWR T?	2COSPR COIL-	B1
2RGP	CASEB T10	2DR 1H	B1
2RGP-1	2DR 1B	2HR 1H	B1
2RGP-2	2HR 1B	2COSPR 1H	B1
B10-TWR	B10-TWR T?	2COSPR 1B	B1
3D	CASEB T7	3DR COIL+	B1
3H	CASEB T8	3HR COIL+	B1
3COSP	CASEB T6	3COSPR COIL+	B1
N-3D	N10-TWR T?	3DR COIL-	B1
N-3H	N10-TWR T?	3HR COIL-	B1
N-3COSP	N10-TWR T?	3COSPR COIL-	B1
3HDP	CASEB T11	3HR 1F	B1
B10-TWR	B10-TWR T?	3COSPR 1H	B1
B10-TWR	3COSPR 1H	3HR 1H	B1
B10-TWR	3HR 1H	3DR 1H	B1
	3HR 1F	3DR 1F	B1
3RGP	CASEB T12	3DR 2B	B1
	3DR 2H	3HR 2B	B1
	3HR 2H	3COSPR 1B	B1
BX10-CASEB	BX10-CASEB T?	2DR 3H	B1
2ADGE	SIG2 T3	2DR 3F	B1
	2DR 3B	2HR 3H	B1
2AHGE	SIG2 T2	2HR 3F	B1
2ARGE	SIG2 T1	2HR 3B	B1
**STRAP**	2DR 3H	2DR 4H	B1
**STRAP**	2DR 3F	2DR 4F	B1
**STRAP**	2DR 3B	2DR 4B	B1
**STRAP**	2HR 3H	2HR 4H	B1
**STRAP**	2HR 3F	2HR 4F	B1
**STRAP**	2HR 3B	2HR 4B	B1
BX10-CASEB	BX10-CASEB T?	2COSPR 3H	B1
2BHGE	SIG2 T4	2COSPR 3F	B1
**STRAP**	2COSPR 3H	2COSPR 4H	B1
**STRAP**	2COSPR 3F	2COSPR 4F	B1
**STRAP**	2COSPR 3B	2COSPR 4B	B1
2ANX10	SIG2 T6	2AGE RESISTOR +	B1
2BNX10	SIG2 T7	2BGE RESISTOR +	B1
**STRAP**	2AGE RESISTOR -	2BGE RESISTOR -	B1
NX10-CASEB	NX10-CASEB T?	2AGE RESISTOR -	B1
**STRAP**	3DR 3H	3DR 4H	B1
**STRAP**	3DR 3F	3DR 4F	B1
**STRAP**	3DR 3B	3DR 4B	B1
**STRAP**	3HR 3H	3HR 4H	B1
**STRAP**	3HR 3F	3HR 4F	B1
**STRAP**	3HR 3B	3HR 4B	B1
**STRAP**	3COSPR 3H	3COSPR 4H	B1
**STRAP**	3COSPR 3F	3COSPR 4F	B1
**STRAP**	3COSPR 3B	3COSPR 4B	B1
BX10-CASEB	BX10-CASEB T?	3COSPR 3H	B1
	3COSPR 3F	3DR 3F	B1
	3COSPR 3B	3DR 3H	B1
3MGE	SIG3 T4	3DR 3H	B1
3DGE	SIG3 T3	3DR 3F	B1
	3DR 3F	3COSPR 2F	B1
	3DR 3B	3HR 3H	B1
3HGE	SIG3 T2	3HR 3F	B1
	3HR 3B	3COSPR 2B	B1
3RGE	SIG3 T1	3COSPR 2H	B1
3NX10	SIG3 T6	3GE RESISTOR +	B1
NX10-CASEB	NX10-CASEB T?	3GE RESISTOR -	B1
BX110	T?	BX110 FUSE +	B2
BX110-1	CASEB-W10 1P	BX110 FUSE -	B2
CX110	T?	CASEB-W10 3P	B2
BX10-CASEB *	CASEB-W10 BX10	BX10-CASEB T?	B2
NX10-CASEB *	CASEB-W10 NX10	NX10-CASEB T?	B2
2TNX	2T TRK ARRESTOR -	???a	B2
2TBX	2T TRK ARRESTOR +	???b	B2
N10-TWR *	CASEB T1	N10-TWR T1	B2
B10-TWR *	CASEB T2	B10-TWR T1	B2
4H	CASEB T9	4HR COIL+	B2
N-4H	N10-TWR T?	4HR COIL-	B2
B10-TWR	B10-TWR T?	4HR 1H	B2
4RGP	CASEB T13	4HR 1B	B2
BX10-CASEB	BX10-CASEB T?	4HR 3H	B2
4HGE	SIG4 T2	4HR 3F	B2
4RGE	SIG4 T1	4HR 3B	B2
**STRAP**	4HR 3H	4HR 4H	B2
**STRAP**	4HR 3F	4HR 4F	B2
**STRAP**	4HR 3B	4HR 4B	B2
NX10-CASEB	NX10-CASEB T?	4GE RESISTOR -	B2
4NX10	4GE RESISTOR +	SIG4 T4	B2

## Case B xref
signal	from	to	page	row	swap?	loc from	loc to	loc index from	loc index to	from match	to match	from-to same	is-strap
2D	CASEB T4	2DR COIL+	B1	2	Normal	0	0	65	53	TRUE	TRUE	TRUE	FALSE
2H	CASEB T5	2HR COIL+	B1	3	Normal	0	0	65	54	TRUE	TRUE	TRUE	FALSE
2COSP	CASEB T3	2COSPR COIL+	B1	4	Normal	0	0	65	52	TRUE	TRUE	TRUE	FALSE
N-2D	N10-TWR T?	2DR COIL-	B1	5	Normal	0	0	67	53	TRUE	TRUE	TRUE	FALSE
N-2H	N10-TWR T?	2HR COIL-	B1	6	Normal	0	0	67	54	TRUE	TRUE	TRUE	FALSE
N-2COSP	N10-TWR T?	2COSPR COIL-	B1	7	Normal	0	0	67	52	TRUE	TRUE	TRUE	FALSE
2RGP	CASEB T10	2DR 1H	B1	8	Normal	0	0	65	53	TRUE	TRUE	TRUE	FALSE
2RGP-1	2DR 1B	2HR 1H	B1	9	Normal	0	0	53	54	TRUE	TRUE	TRUE	FALSE
2RGP-2	2HR 1B	2COSPR 1H	B1	10	Normal	0	0	54	52	TRUE	TRUE	TRUE	FALSE
B10-TWR	B10-TWR T?	2COSPR 1B	B1	11	Normal	0	0	62	52	TRUE	TRUE	TRUE	FALSE
3D	CASEB T7	3DR COIL+	B1	12	Normal	0	0	65	57	TRUE	TRUE	TRUE	FALSE
3H	CASEB T8	3HR COIL+	B1	13	Normal	0	0	65	59	TRUE	TRUE	TRUE	FALSE
3COSP	CASEB T6	3COSPR COIL+	B1	14	Normal	0	0	65	56	TRUE	TRUE	TRUE	FALSE
N-3D	N10-TWR T?	3DR COIL-	B1	15	Normal	0	0	67	57	TRUE	TRUE	TRUE	FALSE
N-3H	N10-TWR T?	3HR COIL-	B1	16	Normal	0	0	67	59	TRUE	TRUE	TRUE	FALSE
N-3COSP	N10-TWR T?	3COSPR COIL-	B1	17	Normal	0	0	67	56	TRUE	TRUE	TRUE	FALSE
3HDP	CASEB T11	3HR 1F	B1	18	Normal	0	0	65	59	TRUE	TRUE	TRUE	FALSE
B10-TWR	B10-TWR T?	3COSPR 1H	B1	19	Normal	0	0	62	56	TRUE	TRUE	TRUE	FALSE
B10-TWR	3COSPR 1H	3HR 1H	B1	20	Normal	0	0	56	59	TRUE	TRUE	TRUE	FALSE
B10-TWR	3HR 1H	3DR 1H	B1	21	Normal	0	0	59	57	TRUE	TRUE	TRUE	FALSE
0	3HR 1F	3DR 1F	B1	22	Normal	0	0	59	57	TRUE	TRUE	TRUE	FALSE
3RGP	CASEB T12	3DR 2B	B1	23	Normal	0	0	65	57	TRUE	TRUE	TRUE	FALSE
0	3DR 2H	3HR 2B	B1	24	Normal	0	0	57	59	TRUE	TRUE	TRUE	FALSE
0	3HR 2H	3COSPR 1B	B1	25	Normal	0	0	59	56	TRUE	TRUE	TRUE	FALSE
BX10-CASEB	BX10-CASEB T?	2DR 3H	B1	26	Normal	0	0	63	53	TRUE	TRUE	TRUE	FALSE
2ADGE	SIG2 T3	2DR 3F	B1	27	Normal	0	0	69	53	TRUE	TRUE	TRUE	FALSE
0	2DR 3B	2HR 3H	B1	28	Normal	0	0	53	54	TRUE	TRUE	TRUE	FALSE
2AHGE	SIG2 T2	2HR 3F	B1	29	Normal	0	0	69	54	TRUE	TRUE	TRUE	FALSE
2ARGE	SIG2 T1	2HR 3B	B1	30	Normal	0	0	69	54	TRUE	TRUE	TRUE	FALSE
**STRAP**	2DR 3H	2DR 4H	B1	31	Normal	0	0	53	53	TRUE	TRUE	TRUE	TRUE
**STRAP**	2DR 3F	2DR 4F	B1	32	Normal	0	0	53	53	TRUE	TRUE	TRUE	TRUE
**STRAP**	2DR 3B	2DR 4B	B1	33	Normal	0	0	53	53	TRUE	TRUE	TRUE	TRUE
**STRAP**	2HR 3H	2HR 4H	B1	34	Normal	0	0	54	54	TRUE	TRUE	TRUE	TRUE
**STRAP**	2HR 3F	2HR 4F	B1	35	Normal	0	0	54	54	TRUE	TRUE	TRUE	TRUE
**STRAP**	2HR 3B	2HR 4B	B1	36	Normal	0	0	54	54	TRUE	TRUE	TRUE	TRUE
BX10-CASEB	BX10-CASEB T?	2COSPR 3H	B1	37	Normal	0	0	63	52	TRUE	TRUE	TRUE	FALSE
2BHGE	SIG2 T4	2COSPR 3F	B1	38	Normal	0	0	69	52	TRUE	TRUE	TRUE	FALSE
**STRAP**	2COSPR 3H	2COSPR 4H	B1	39	Normal	0	0	52	52	TRUE	TRUE	TRUE	TRUE
**STRAP**	2COSPR 3F	2COSPR 4F	B1	40	Normal	0	0	52	52	TRUE	TRUE	TRUE	TRUE
**STRAP**	2COSPR 3B	2COSPR 4B	B1	41	Normal	0	0	52	52	TRUE	TRUE	TRUE	TRUE
2ANX10	SIG2 T6	2AGE RESISTOR +	B1	42	Normal	0	0	69	50	TRUE	TRUE	TRUE	FALSE
2BNX10	SIG2 T7	2BGE RESISTOR +	B1	43	Normal	0	0	69	51	TRUE	TRUE	TRUE	FALSE
**STRAP**	2AGE RESISTOR -	2BGE RESISTOR -	B1	44	Normal	0	0	50	51	TRUE	TRUE	TRUE	TRUE
NX10-CASEB	NX10-CASEB T?	2AGE RESISTOR -	B1	45	Normal	0	0	68	50	TRUE	TRUE	TRUE	FALSE
**STRAP**	3DR 3H	3DR 4H	B1	46	Normal	0	0	57	57	TRUE	TRUE	TRUE	TRUE
**STRAP**	3DR 3F	3DR 4F	B1	47	Normal	0	0	57	57	TRUE	TRUE	TRUE	TRUE
**STRAP**	3DR 3B	3DR 4B	B1	48	Normal	0	0	57	57	TRUE	TRUE	TRUE	TRUE
**STRAP**	3HR 3H	3HR 4H	B1	49	Normal	0	0	59	59	TRUE	TRUE	TRUE	TRUE
**STRAP**	3HR 3F	3HR 4F	B1	50	Normal	0	0	59	59	TRUE	TRUE	TRUE	TRUE
**STRAP**	3HR 3B	3HR 4B	B1	51	Normal	0	0	59	59	TRUE	TRUE	TRUE	TRUE
**STRAP**	3COSPR 3H	3COSPR 4H	B1	52	Normal	0	0	56	56	TRUE	TRUE	TRUE	TRUE
**STRAP**	3COSPR 3F	3COSPR 4F	B1	53	Normal	0	0	56	56	TRUE	TRUE	TRUE	TRUE
**STRAP**	3COSPR 3B	3COSPR 4B	B1	54	Normal	0	0	56	56	TRUE	TRUE	TRUE	TRUE
BX10-CASEB	BX10-CASEB T?	3COSPR 3H	B1	55	Normal	0	0	63	56	TRUE	TRUE	TRUE	FALSE
0	3COSPR 3F	3DR 3F	B1	56	Normal	0	0	56	57	TRUE	TRUE	TRUE	FALSE
0	3COSPR 3B	3DR 3H	B1	57	Normal	0	0	56	57	TRUE	TRUE	TRUE	FALSE
3MGE	SIG3 T4	3DR 3H	B1	58	Normal	0	0	70	57	TRUE	TRUE	TRUE	FALSE
3DGE	SIG3 T3	3DR 3F	B1	59	Normal	0	0	70	57	TRUE	TRUE	TRUE	FALSE
0	3DR 3F	3COSPR 2F	B1	60	Normal	0	0	57	56	TRUE	TRUE	TRUE	FALSE
0	3DR 3B	3HR 3H	B1	61	Normal	0	0	57	59	TRUE	TRUE	TRUE	FALSE
3HGE	SIG3 T2	3HR 3F	B1	62	Normal	0	0	70	59	TRUE	TRUE	TRUE	FALSE
0	3HR 3B	3COSPR 2B	B1	63	Normal	0	0	59	56	TRUE	TRUE	TRUE	FALSE
3RGE	SIG3 T1	3COSPR 2H	B1	64	Normal	0	0	70	56	TRUE	TRUE	TRUE	FALSE
3NX10	SIG3 T6	3GE RESISTOR +	B1	65	Normal	0	0	70	58	TRUE	TRUE	TRUE	FALSE
NX10-CASEB	NX10-CASEB T?	3GE RESISTOR -	B1	66	Normal	0	0	68	58	TRUE	TRUE	TRUE	FALSE
BX110	T?	BX110 FUSE +	B2	67	Normal	unknown	0	71	64	FALSE	TRUE	FALSE	FALSE
BX110-1	CASEB-W10 1P	BX110 FUSE -	B2	68	Normal	0	0	66	64	TRUE	TRUE	TRUE	FALSE
CX110	T?	CASEB-W10 3P	B2	69	Normal	unknown	0	71	66	FALSE	TRUE	FALSE	FALSE
BX10-CASEB *	CASEB-W10 BX10	BX10-CASEB T?	B2	70	Normal	0	0	66	63	TRUE	TRUE	TRUE	FALSE
NX10-CASEB *	CASEB-W10 NX10	NX10-CASEB T?	B2	71	Normal	0	0	66	68	TRUE	TRUE	TRUE	FALSE
2TNX	2T TRK ARRESTOR -	???a	B2	72	Normal	0	unknown	55	49	TRUE	FALSE	FALSE	FALSE
2TBX	2T TRK ARRESTOR +	???b	B2	73	Normal	0	unknown	55	49	TRUE	FALSE	FALSE	FALSE
N10-TWR *	CASEB T1	N10-TWR T1	B2	74	Normal	0	0	65	67	TRUE	TRUE	TRUE	FALSE
B10-TWR *	CASEB T2	B10-TWR T1	B2	75	Normal	0	0	65	62	TRUE	TRUE	TRUE	FALSE
4H	CASEB T9	4HR COIL+	B2	76	Normal	0	0	65	61	TRUE	TRUE	TRUE	FALSE
N-4H	N10-TWR T?	4HR COIL-	B2	77	Normal	0	0	67	61	TRUE	TRUE	TRUE	FALSE
B10-TWR	B10-TWR T?	4HR 1H	B2	78	Normal	0	0	62	61	TRUE	TRUE	TRUE	FALSE
4RGP	CASEB T13	4HR 1B	B2	79	Normal	0	0	65	61	TRUE	TRUE	TRUE	FALSE
BX10-CASEB	BX10-CASEB T?	4HR 3H	B2	80	Normal	0	0	63	61	TRUE	TRUE	TRUE	FALSE
4HGE	SIG4 T2	4HR 3F	B2	81	Normal	0	0	71	61	TRUE	TRUE	TRUE	FALSE
4RGE	SIG4 T1	4HR 3B	B2	82	Normal	0	0	71	61	TRUE	TRUE	TRUE	FALSE
**STRAP**	4HR 3H	4HR 4H	B2	83	Normal	0	0	61	61	TRUE	TRUE	TRUE	TRUE
**STRAP**	4HR 3F	4HR 4F	B2	84	Normal	0	0	61	61	TRUE	TRUE	TRUE	TRUE
**STRAP**	4HR 3B	4HR 4B	B2	85	Normal	0	0	61	61	TRUE	TRUE	TRUE	TRUE
NX10-CASEB	NX10-CASEB T?	4GE RESISTOR -	B2	86	Normal	0	0	68	60	TRUE	TRUE	TRUE	FALSE
4NX10	4GE RESISTOR +	SIG4 T4	B2	87	Normal	0	0	60	71	TRUE	TRUE	TRUE	FALSE
2D	2DR COIL+	CASEB T4	B1	2	Reverse	0	0	53	65	TRUE	TRUE	TRUE	FALSE
2H	2HR COIL+	CASEB T5	B1	3	Reverse	0	0	54	65	TRUE	TRUE	TRUE	FALSE
2COSP	2COSPR COIL+	CASEB T3	B1	4	Reverse	0	0	52	65	TRUE	TRUE	TRUE	FALSE
N-2D	2DR COIL-	N10-TWR T?	B1	5	Reverse	0	0	53	67	TRUE	TRUE	TRUE	FALSE
N-2H	2HR COIL-	N10-TWR T?	B1	6	Reverse	0	0	54	67	TRUE	TRUE	TRUE	FALSE
N-2COSP	2COSPR COIL-	N10-TWR T?	B1	7	Reverse	0	0	52	67	TRUE	TRUE	TRUE	FALSE
2RGP	2DR 1H	CASEB T10	B1	8	Reverse	0	0	53	65	TRUE	TRUE	TRUE	FALSE
2RGP-1	2HR 1H	2DR 1B	B1	9	Reverse	0	0	54	53	TRUE	TRUE	TRUE	FALSE
2RGP-2	2COSPR 1H	2HR 1B	B1	10	Reverse	0	0	52	54	TRUE	TRUE	TRUE	FALSE
B10-TWR	2COSPR 1B	B10-TWR T?	B1	11	Reverse	0	0	52	62	TRUE	TRUE	TRUE	FALSE
3D	3DR COIL+	CASEB T7	B1	12	Reverse	0	0	57	65	TRUE	TRUE	TRUE	FALSE
3H	3HR COIL+	CASEB T8	B1	13	Reverse	0	0	59	65	TRUE	TRUE	TRUE	FALSE
3COSP	3COSPR COIL+	CASEB T6	B1	14	Reverse	0	0	56	65	TRUE	TRUE	TRUE	FALSE
N-3D	3DR COIL-	N10-TWR T?	B1	15	Reverse	0	0	57	67	TRUE	TRUE	TRUE	FALSE
N-3H	3HR COIL-	N10-TWR T?	B1	16	Reverse	0	0	59	67	TRUE	TRUE	TRUE	FALSE
N-3COSP	3COSPR COIL-	N10-TWR T?	B1	17	Reverse	0	0	56	67	TRUE	TRUE	TRUE	FALSE
3HDP	3HR 1F	CASEB T11	B1	18	Reverse	0	0	59	65	TRUE	TRUE	TRUE	FALSE
B10-TWR	3COSPR 1H	B10-TWR T?	B1	19	Reverse	0	0	56	62	TRUE	TRUE	TRUE	FALSE
B10-TWR	3HR 1H	3COSPR 1H	B1	20	Reverse	0	0	59	56	TRUE	TRUE	TRUE	FALSE
B10-TWR	3DR 1H	3HR 1H	B1	21	Reverse	0	0	57	59	TRUE	TRUE	TRUE	FALSE
0	3DR 1F	3HR 1F	B1	22	Reverse	0	0	57	59	TRUE	TRUE	TRUE	FALSE
3RGP	3DR 2B	CASEB T12	B1	23	Reverse	0	0	57	65	TRUE	TRUE	TRUE	FALSE
0	3HR 2B	3DR 2H	B1	24	Reverse	0	0	59	57	TRUE	TRUE	TRUE	FALSE
0	3COSPR 1B	3HR 2H	B1	25	Reverse	0	0	56	59	TRUE	TRUE	TRUE	FALSE
BX10-CASEB	2DR 3H	BX10-CASEB T?	B1	26	Reverse	0	0	53	63	TRUE	TRUE	TRUE	FALSE
2ADGE	2DR 3F	SIG2 T3	B1	27	Reverse	0	0	53	69	TRUE	TRUE	TRUE	FALSE
0	2HR 3H	2DR 3B	B1	28	Reverse	0	0	54	53	TRUE	TRUE	TRUE	FALSE
2AHGE	2HR 3F	SIG2 T2	B1	29	Reverse	0	0	54	69	TRUE	TRUE	TRUE	FALSE
2ARGE	2HR 3B	SIG2 T1	B1	30	Reverse	0	0	54	69	TRUE	TRUE	TRUE	FALSE
**STRAP**	2DR 4H	2DR 3H	B1	31	Reverse	0	0	53	53	TRUE	TRUE	TRUE	TRUE
**STRAP**	2DR 4F	2DR 3F	B1	32	Reverse	0	0	53	53	TRUE	TRUE	TRUE	TRUE
**STRAP**	2DR 4B	2DR 3B	B1	33	Reverse	0	0	53	53	TRUE	TRUE	TRUE	TRUE
**STRAP**	2HR 4H	2HR 3H	B1	34	Reverse	0	0	54	54	TRUE	TRUE	TRUE	TRUE
**STRAP**	2HR 4F	2HR 3F	B1	35	Reverse	0	0	54	54	TRUE	TRUE	TRUE	TRUE
**STRAP**	2HR 4B	2HR 3B	B1	36	Reverse	0	0	54	54	TRUE	TRUE	TRUE	TRUE
BX10-CASEB	2COSPR 3H	BX10-CASEB T?	B1	37	Reverse	0	0	52	63	TRUE	TRUE	TRUE	FALSE
2BHGE	2COSPR 3F	SIG2 T4	B1	38	Reverse	0	0	52	69	TRUE	TRUE	TRUE	FALSE
**STRAP**	2COSPR 4H	2COSPR 3H	B1	39	Reverse	0	0	52	52	TRUE	TRUE	TRUE	TRUE
**STRAP**	2COSPR 4F	2COSPR 3F	B1	40	Reverse	0	0	52	52	TRUE	TRUE	TRUE	TRUE
**STRAP**	2COSPR 4B	2COSPR 3B	B1	41	Reverse	0	0	52	52	TRUE	TRUE	TRUE	TRUE
2ANX10	2AGE RESISTOR +	SIG2 T6	B1	42	Reverse	0	0	50	69	TRUE	TRUE	TRUE	FALSE
2BNX10	2BGE RESISTOR +	SIG2 T7	B1	43	Reverse	0	0	51	69	TRUE	TRUE	TRUE	FALSE
**STRAP**	2BGE RESISTOR -	2AGE RESISTOR -	B1	44	Reverse	0	0	51	50	TRUE	TRUE	TRUE	TRUE
NX10-CASEB	2AGE RESISTOR -	NX10-CASEB T?	B1	45	Reverse	0	0	50	68	TRUE	TRUE	TRUE	FALSE
**STRAP**	3DR 4H	3DR 3H	B1	46	Reverse	0	0	57	57	TRUE	TRUE	TRUE	TRUE
**STRAP**	3DR 4F	3DR 3F	B1	47	Reverse	0	0	57	57	TRUE	TRUE	TRUE	TRUE
**STRAP**	3DR 4B	3DR 3B	B1	48	Reverse	0	0	57	57	TRUE	TRUE	TRUE	TRUE
**STRAP**	3HR 4H	3HR 3H	B1	49	Reverse	0	0	59	59	TRUE	TRUE	TRUE	TRUE
**STRAP**	3HR 4F	3HR 3F	B1	50	Reverse	0	0	59	59	TRUE	TRUE	TRUE	TRUE
**STRAP**	3HR 4B	3HR 3B	B1	51	Reverse	0	0	59	59	TRUE	TRUE	TRUE	TRUE
**STRAP**	3COSPR 4H	3COSPR 3H	B1	52	Reverse	0	0	56	56	TRUE	TRUE	TRUE	TRUE
**STRAP**	3COSPR 4F	3COSPR 3F	B1	53	Reverse	0	0	56	56	TRUE	TRUE	TRUE	TRUE
**STRAP**	3COSPR 4B	3COSPR 3B	B1	54	Reverse	0	0	56	56	TRUE	TRUE	TRUE	TRUE
BX10-CASEB	3COSPR 3H	BX10-CASEB T?	B1	55	Reverse	0	0	56	63	TRUE	TRUE	TRUE	FALSE
0	3DR 3F	3COSPR 3F	B1	56	Reverse	0	0	57	56	TRUE	TRUE	TRUE	FALSE
0	3DR 3H	3COSPR 3B	B1	57	Reverse	0	0	57	56	TRUE	TRUE	TRUE	FALSE
3MGE	3DR 3H	SIG3 T4	B1	58	Reverse	0	0	57	70	TRUE	TRUE	TRUE	FALSE
3DGE	3DR 3F	SIG3 T3	B1	59	Reverse	0	0	57	70	TRUE	TRUE	TRUE	FALSE
0	3COSPR 2F	3DR 3F	B1	60	Reverse	0	0	56	57	TRUE	TRUE	TRUE	FALSE
0	3HR 3H	3DR 3B	B1	61	Reverse	0	0	59	57	TRUE	TRUE	TRUE	FALSE
3HGE	3HR 3F	SIG3 T2	B1	62	Reverse	0	0	59	70	TRUE	TRUE	TRUE	FALSE
0	3COSPR 2B	3HR 3B	B1	63	Reverse	0	0	56	59	TRUE	TRUE	TRUE	FALSE
3RGE	3COSPR 2H	SIG3 T1	B1	64	Reverse	0	0	56	70	TRUE	TRUE	TRUE	FALSE
3NX10	3GE RESISTOR +	SIG3 T6	B1	65	Reverse	0	0	58	70	TRUE	TRUE	TRUE	FALSE
NX10-CASEB	3GE RESISTOR -	NX10-CASEB T?	B1	66	Reverse	0	0	58	68	TRUE	TRUE	TRUE	FALSE
BX110	BX110 FUSE +	T?	B2	67	Reverse	0	unknown	64	71	TRUE	FALSE	FALSE	FALSE
BX110-1	BX110 FUSE -	CASEB-W10 1P	B2	68	Reverse	0	0	64	66	TRUE	TRUE	TRUE	FALSE
CX110	CASEB-W10 3P	T?	B2	69	Reverse	0	unknown	66	71	TRUE	FALSE	FALSE	FALSE
BX10-CASEB *	BX10-CASEB T?	CASEB-W10 BX10	B2	70	Reverse	0	0	63	66	TRUE	TRUE	TRUE	FALSE
NX10-CASEB *	NX10-CASEB T?	CASEB-W10 NX10	B2	71	Reverse	0	0	68	66	TRUE	TRUE	TRUE	FALSE
2TNX	???a	2T TRK ARRESTOR -	B2	72	Reverse	unknown	0	49	55	FALSE	TRUE	FALSE	FALSE
2TBX	???b	2T TRK ARRESTOR +	B2	73	Reverse	unknown	0	49	55	FALSE	TRUE	FALSE	FALSE
N10-TWR *	N10-TWR T1	CASEB T1	B2	74	Reverse	0	0	67	65	TRUE	TRUE	TRUE	FALSE
B10-TWR *	B10-TWR T1	CASEB T2	B2	75	Reverse	0	0	62	65	TRUE	TRUE	TRUE	FALSE
4H	4HR COIL+	CASEB T9	B2	76	Reverse	0	0	61	65	TRUE	TRUE	TRUE	FALSE
N-4H	4HR COIL-	N10-TWR T?	B2	77	Reverse	0	0	61	67	TRUE	TRUE	TRUE	FALSE
B10-TWR	4HR 1H	B10-TWR T?	B2	78	Reverse	0	0	61	62	TRUE	TRUE	TRUE	FALSE
4RGP	4HR 1B	CASEB T13	B2	79	Reverse	0	0	61	65	TRUE	TRUE	TRUE	FALSE
BX10-CASEB	4HR 3H	BX10-CASEB T?	B2	80	Reverse	0	0	61	63	TRUE	TRUE	TRUE	FALSE
4HGE	4HR 3F	SIG4 T2	B2	81	Reverse	0	0	61	71	TRUE	TRUE	TRUE	FALSE
4RGE	4HR 3B	SIG4 T1	B2	82	Reverse	0	0	61	71	TRUE	TRUE	TRUE	FALSE
**STRAP**	4HR 4H	4HR 3H	B2	83	Reverse	0	0	61	61	TRUE	TRUE	TRUE	TRUE
**STRAP**	4HR 4F	4HR 3F	B2	84	Reverse	0	0	61	61	TRUE	TRUE	TRUE	TRUE
**STRAP**	4HR 4B	4HR 3B	B2	85	Reverse	0	0	61	61	TRUE	TRUE	TRUE	TRUE
NX10-CASEB	4GE RESISTOR -	NX10-CASEB T?	B2	86	Reverse	0	0	60	68	TRUE	TRUE	TRUE	FALSE
4NX10	SIG4 T4	4GE RESISTOR +	B2	87	Reverse	0	0	71	60	TRUE	TRUE	TRUE	FALSE

## Case B layout
	B10-CASEB	N10-CASEB

wires	0	0

			4HR
contacts			3
wires			7
coil wires			2
B10 wires			0
N10 wires			0
straps			3

	2COSPR	2HR	2DR
contacts	3	3	3
wires	6	7	7
coil wires	2	2	2
B10 wires	0	0	0
N10 wires	0	0	0
straps	3	3	3

	3COSPR	3HR	3DR
contacts	4	4	4
wires	11	11	12
coil wires	2	2	2
B10 wires	0	0	0
N10 wires	0	0	0
straps	3	3	3

## Case C wires
signal	from	to	page	row	notes
B10-CASEC	B10-CASEC T1	1TR 1F
B10-CASEC	B10-CASEC T2	1HDPR 3H
B10-CASEC	B10-CASEC T3	6WCR 1H
B10-CASEC	B10-CASEC T4	6NLPR 2H
B10-CASEC	B10-CASEC T5	6SCC-FUSE +
B10-CASEC *	B10-CASEC T6	CASEC-CRAGG +
N10-CASEC	N10-CASEC T1	1TR 2F
N10-CASEC	N10-CASEC T2	1HDPR 4H
N10-CASEC	N10-CASEC T3	6WCR COIL-
6SCC-N10	N10-CASEC T5	CASEC T22
N10-CASEC	N10-CASEC T6	6STI N10
N10-CASEC *	N10-CASEC T7	CASEC-CRAGG -
N10-TWR	N10-TWR T1	CASEC T1
N-6NLP	N10-TWR T2	6NLPR COIL-
N-6RLPR	N10-TWR T3	6RLPR COIL-
1HDP-1	CASEC T4	6WCR 3F
N-1HDP-1	CASEC T5	6WCR 4F
6NLP-1	CASEC T2	6RLPR 1H
6RLP-1	CASEC T3	6NLPR 1H
1RGP	CASEC T6	1HDPR 3B
N-1RGP	CASEC T7	1HDPR 4B
6WPP	CASEC T8	6NWPR COIL-
N-6WPP	CASEC T9	CASEC T24
1A	CASEC T10	1TR 1H
N-1A	CASEC T11	1TR 2H
1HDGPR	CASEC T12	1COR 3B
N-1HDGPR	CASEC T13	1COR 4B
1HDP	1HDPR COIL+	6WCR 3H
N-1HDP	1HDPR COIL-	6WCR 4H
**STRAP**	1HDPR 1P	1HDPR 2P
**STRAP**	1HDPR 1+	1HDPR 2+
**STRAP**	1HDPR 1-	1HDPR 2-
**STRAP**	1HDPR 1H	1HDPR 2H
**STRAP**	1HDPR 1F	1HDPR 2F
**STRAP**	1HDPR 1B	1HDPR 2B
**STRAP**	6NWPR 3H	6NWPR 4H
**STRAP**	6NWPR 3F	6NWPR 4F
**STRAP**	6NWPR 3B	6NWPR 4B
1TMG	CASEC-LTG T5	6NWPR 3H
1DG	CASEC-LTG T1	1HDPR 1+
1HG	CASEC-LTG T2	1HDPR 1-
1RG	CASEC-LTG T3	1HDPR 1B
NX10-1G	CASEC-LTG T7	1GE RESISTOR +
NX10-1MG	CASEC-LTG T8	1MGE RESISTOR +
1TMG-1	6NWPR 3F	1HDPR 1P
6RLP	6RLPR COIL+	6NLPR 1B
6NLP	6NLPR COIL+	6RLPR 1B
6NWP	6NWPR COIL+	6RWPR 1B
6RWP	6RWPR COIL-	6NWPR 1B
6WPP-A	6RWPR COIL+	6NWPR COIL-
6SCCWP-A	6NWPR 1H	6RWPR 1H
6SCCWP	CASEC T23	6NWPR 1H
6SCC B10	CASEC T21	6SCC-FUSE -
6WC	6WCR COIL+	6RWPR 2H
6WC-1	6RWPR 2B	6RLPR 2B
6WC-2	6RLPR 2H	6NWPR 2H
6WC-2A	6NWPR 2B	6NLPR 2B
6WC-A	6RWPR 2F	6RLPR 2F
6WC-3	6NWPR 2F	6NLPR 2F
6WKEZ	6WCR 1B	6STI 6WKEZ
6WKE	6WCR 1F	6STI 6WKE
1TNX	1TNX ARRESTOR	1T TEST TERM -
1TBX	1TBX ARRESTOR	1T RESISTANCE UNIT 1+
1T	1TR COIL+	1T RESISTANCE UNIT 1-
N-1T	1TR COIL-	1T TEST TERM +
**STRAP**	1T RESISTANCE UNIT 1+	1T RESISTANCE UNIT 2+
BX6-CASEC *	CASEC-W10 BX6	1T RESISTANCE UNIT 1+
NX6-CASEC *	CASEC-W10 NX6	1T TEST TERM +
BX10-CASEC *	CASEC-W10 BX10	1COR 1H
NX10-CASEC *	CASEC-W10 NX10	1GE RESISTOR -
**STRAP**	1MGE RESISTOR -	1GE RESISTOR -
1RHDG	1COR 1B	1HDPR 1H
1CRG	1COR 1F	CASEC-LTG T4
**STRAP**	1COR 1H	1COR 2H
**STRAP**	1COR 1B	1COR 2B
**STRAP**	1COR 1F	1COR 2F
1CO	CASEC T14	1COR COIL+
N-1CO	N10-TWR	1COR COIL-
1HDG	1HDPR 1F	1HDPR 1P
1HDGPR-1	1HDPR 3F	1COR 3H
N-1HDGPR-1	1HDPR 4F	1COR 4H

## Case C xref
signal	from	to	page	row	swap?	loc from	loc to	loc index from	loc index to	from match	to match	from-to same	is-strap
B10-CASEC	B10-CASEC T1	1TR 1F	0	2	Normal	0	0	94	86	TRUE	TRUE	TRUE	FALSE
B10-CASEC	B10-CASEC T2	1HDPR 3H	0	3	Normal	0	0	94	79	TRUE	TRUE	TRUE	FALSE
B10-CASEC	B10-CASEC T3	6WCR 1H	0	4	Normal	0	0	94	93	TRUE	TRUE	TRUE	FALSE
B10-CASEC	B10-CASEC T4	6NLPR 2H	0	5	Normal	0	0	94	87	TRUE	TRUE	TRUE	FALSE
B10-CASEC	B10-CASEC T5	6SCC-FUSE +	0	6	Normal	0	0	94	91	TRUE	TRUE	TRUE	FALSE
B10-CASEC *	B10-CASEC T6	CASEC-CRAGG +	0	7	Normal	0	0	94	96	TRUE	TRUE	TRUE	FALSE
N10-CASEC	N10-CASEC T1	1TR 2F	0	8	Normal	0	0	99	86	TRUE	TRUE	TRUE	FALSE
N10-CASEC	N10-CASEC T2	1HDPR 4H	0	9	Normal	0	0	99	79	TRUE	TRUE	TRUE	FALSE
N10-CASEC	N10-CASEC T3	6WCR COIL-	0	10	Normal	0	0	99	93	TRUE	TRUE	TRUE	FALSE
6SCC-N10	N10-CASEC T5	CASEC T22	0	11	Normal	0	0	99	95	TRUE	TRUE	TRUE	FALSE
N10-CASEC	N10-CASEC T6	6STI N10	0	12	Normal	0	0	99	92	TRUE	TRUE	TRUE	FALSE
N10-CASEC *	N10-CASEC T7	CASEC-CRAGG -	0	13	Normal	0	0	99	96	TRUE	TRUE	TRUE	FALSE
N10-TWR	N10-TWR T1	CASEC T1	0	14	Normal	0	0	100	95	TRUE	TRUE	TRUE	FALSE
N-6NLP	N10-TWR T2	6NLPR COIL-	0	15	Normal	0	0	100	87	TRUE	TRUE	TRUE	FALSE
N-6RLPR	N10-TWR T3	6RLPR COIL-	0	16	Normal	0	0	100	89	TRUE	TRUE	TRUE	FALSE
1HDP-1	CASEC T4	6WCR 3F	0	17	Normal	0	0	95	93	TRUE	TRUE	TRUE	FALSE
N-1HDP-1	CASEC T5	6WCR 4F	0	18	Normal	0	0	95	93	TRUE	TRUE	TRUE	FALSE
6NLP-1	CASEC T2	6RLPR 1H	0	19	Normal	0	0	95	89	TRUE	TRUE	TRUE	FALSE
6RLP-1	CASEC T3	6NLPR 1H	0	20	Normal	0	0	95	87	TRUE	TRUE	TRUE	FALSE
1RGP	CASEC T6	1HDPR 3B	0	21	Normal	0	0	95	79	TRUE	TRUE	TRUE	FALSE
N-1RGP	CASEC T7	1HDPR 4B	0	22	Normal	0	0	95	79	TRUE	TRUE	TRUE	FALSE
6WPP	CASEC T8	6NWPR COIL-	0	23	Normal	0	0	95	88	TRUE	TRUE	TRUE	FALSE
N-6WPP	CASEC T9	CASEC T24	0	24	Normal	0	0	95	95	TRUE	TRUE	TRUE	FALSE
1A	CASEC T10	1TR 1H	0	25	Normal	0	0	95	86	TRUE	TRUE	TRUE	FALSE
N-1A	CASEC T11	1TR 2H	0	26	Normal	0	0	95	86	TRUE	TRUE	TRUE	FALSE
1HDGPR	CASEC T12	1COR 3B	0	27	Normal	0	0	95	77	TRUE	TRUE	TRUE	FALSE
N-1HDGPR	CASEC T13	1COR 4B	0	28	Normal	0	0	95	77	TRUE	TRUE	TRUE	FALSE
1HDP	1HDPR COIL+	6WCR 3H	0	29	Normal	0	0	79	93	TRUE	TRUE	TRUE	FALSE
N-1HDP	1HDPR COIL-	6WCR 4H	0	30	Normal	0	0	79	93	TRUE	TRUE	TRUE	FALSE
**STRAP**	1HDPR 1P	1HDPR 2P	0	31	Normal	0	0	79	79	TRUE	TRUE	TRUE	TRUE
**STRAP**	1HDPR 1+	1HDPR 2+	0	32	Normal	0	0	79	79	TRUE	TRUE	TRUE	TRUE
**STRAP**	1HDPR 1-	1HDPR 2-	0	33	Normal	0	0	79	79	TRUE	TRUE	TRUE	TRUE
**STRAP**	1HDPR 1H	1HDPR 2H	0	34	Normal	0	0	79	79	TRUE	TRUE	TRUE	TRUE
**STRAP**	1HDPR 1F	1HDPR 2F	0	35	Normal	0	0	79	79	TRUE	TRUE	TRUE	TRUE
**STRAP**	1HDPR 1B	1HDPR 2B	0	36	Normal	0	0	79	79	TRUE	TRUE	TRUE	TRUE
**STRAP**	6NWPR 3H	6NWPR 4H	0	37	Normal	0	0	88	88	TRUE	TRUE	TRUE	TRUE
**STRAP**	6NWPR 3F	6NWPR 4F	0	38	Normal	0	0	88	88	TRUE	TRUE	TRUE	TRUE
**STRAP**	6NWPR 3B	6NWPR 4B	0	39	Normal	0	0	88	88	TRUE	TRUE	TRUE	TRUE
1TMG	CASEC-LTG T5	6NWPR 3H	0	40	Normal	0	0	97	88	TRUE	TRUE	TRUE	FALSE
1DG	CASEC-LTG T1	1HDPR 1+	0	41	Normal	0	0	97	79	TRUE	TRUE	TRUE	FALSE
1HG	CASEC-LTG T2	1HDPR 1-	0	42	Normal	0	0	97	79	TRUE	TRUE	TRUE	FALSE
1RG	CASEC-LTG T3	1HDPR 1B	0	43	Normal	0	0	97	79	TRUE	TRUE	TRUE	FALSE
NX10-1G	CASEC-LTG T7	1GE RESISTOR +	0	44	Normal	0	0	97	78	TRUE	TRUE	TRUE	FALSE
NX10-1MG	CASEC-LTG T8	1MGE RESISTOR +	0	45	Normal	0	0	97	80	TRUE	TRUE	TRUE	FALSE
1TMG-1	6NWPR 3F	1HDPR 1P	0	46	Normal	0	0	88	79	TRUE	TRUE	TRUE	FALSE
6RLP	6RLPR COIL+	6NLPR 1B	0	47	Normal	0	0	89	87	TRUE	TRUE	TRUE	FALSE
6NLP	6NLPR COIL+	6RLPR 1B	0	48	Normal	0	0	87	89	TRUE	TRUE	TRUE	FALSE
6NWP	6NWPR COIL+	6RWPR 1B	0	49	Normal	0	0	88	90	TRUE	TRUE	TRUE	FALSE
6RWP	6RWPR COIL-	6NWPR 1B	0	50	Normal	0	0	90	88	TRUE	TRUE	TRUE	FALSE
6WPP-A	6RWPR COIL+	6NWPR COIL-	0	51	Normal	0	0	90	88	TRUE	TRUE	TRUE	FALSE
6SCCWP-A	6NWPR 1H	6RWPR 1H	0	52	Normal	0	0	88	90	TRUE	TRUE	TRUE	FALSE
6SCCWP	CASEC T23	6NWPR 1H	0	53	Normal	0	0	95	88	TRUE	TRUE	TRUE	FALSE
6SCC B10	CASEC T21	6SCC-FUSE -	0	54	Normal	0	0	95	91	TRUE	TRUE	TRUE	FALSE
6WC	6WCR COIL+	6RWPR 2H	0	55	Normal	0	0	93	90	TRUE	TRUE	TRUE	FALSE
6WC-1	6RWPR 2B	6RLPR 2B	0	56	Normal	0	0	90	89	TRUE	TRUE	TRUE	FALSE
6WC-2	6RLPR 2H	6NWPR 2H	0	57	Normal	0	0	89	88	TRUE	TRUE	TRUE	FALSE
6WC-2A	6NWPR 2B	6NLPR 2B	0	58	Normal	0	0	88	87	TRUE	TRUE	TRUE	FALSE
6WC-A	6RWPR 2F	6RLPR 2F	0	59	Normal	0	0	90	89	TRUE	TRUE	TRUE	FALSE
6WC-3	6NWPR 2F	6NLPR 2F	0	60	Normal	0	0	88	87	TRUE	TRUE	TRUE	FALSE
6WKEZ	6WCR 1B	6STI 6WKEZ	0	61	Normal	0	0	93	92	TRUE	TRUE	TRUE	FALSE
6WKE	6WCR 1F	6STI 6WKE	0	62	Normal	0	0	93	92	TRUE	TRUE	TRUE	FALSE
1TNX	1TNX ARRESTOR	1T TEST TERM -	0	63	Normal	0	0	85	83	TRUE	TRUE	TRUE	FALSE
1TBX	1TBX ARRESTOR	1T RESISTANCE UNIT 1+	0	64	Normal	0	0	84	81	TRUE	TRUE	TRUE	FALSE
1T	1TR COIL+	1T RESISTANCE UNIT 1-	0	65	Normal	0	0	86	81	TRUE	TRUE	TRUE	FALSE
N-1T	1TR COIL-	1T TEST TERM +	0	66	Normal	0	0	86	83	TRUE	TRUE	TRUE	FALSE
**STRAP**	1T RESISTANCE UNIT 1+	1T RESISTANCE UNIT 2+	0	67	Normal	0	0	81	82	TRUE	TRUE	TRUE	TRUE
BX6-CASEC *	CASEC-W10 BX6	1T RESISTANCE UNIT 1+	0	68	Normal	0	0	98	81	TRUE	TRUE	TRUE	FALSE
NX6-CASEC *	CASEC-W10 NX6	1T TEST TERM +	0	69	Normal	0	0	98	83	TRUE	TRUE	TRUE	FALSE
BX10-CASEC *	CASEC-W10 BX10	1COR 1H	0	70	Normal	0	0	98	77	TRUE	TRUE	TRUE	FALSE
NX10-CASEC *	CASEC-W10 NX10	1GE RESISTOR -	0	71	Normal	0	0	98	78	TRUE	TRUE	TRUE	FALSE
**STRAP**	1MGE RESISTOR -	1GE RESISTOR -	0	72	Normal	0	0	80	78	TRUE	TRUE	TRUE	TRUE
1RHDG	1COR 1B	1HDPR 1H	0	73	Normal	0	0	77	79	TRUE	TRUE	TRUE	FALSE
1CRG	1COR 1F	CASEC-LTG T4	0	74	Normal	0	0	77	97	TRUE	TRUE	TRUE	FALSE
**STRAP**	1COR 1H	1COR 2H	0	75	Normal	0	0	77	77	TRUE	TRUE	TRUE	TRUE
**STRAP**	1COR 1B	1COR 2B	0	76	Normal	0	0	77	77	TRUE	TRUE	TRUE	TRUE
**STRAP**	1COR 1F	1COR 2F	0	77	Normal	0	0	77	77	TRUE	TRUE	TRUE	TRUE
1CO	CASEC T14	1COR COIL+	0	78	Normal	0	0	95	77	TRUE	TRUE	TRUE	FALSE
N-1CO	N10-TWR	1COR COIL-	0	79	Normal	0	0	100	77	TRUE	TRUE	TRUE	FALSE
1HDG	1HDPR 1F	1HDPR 1P	0	80	Normal	0	0	79	79	TRUE	TRUE	TRUE	FALSE
1HDGPR-1	1HDPR 3F	1COR 3H	0	81	Normal	0	0	79	77	TRUE	TRUE	TRUE	FALSE
N-1HDGPR-1	1HDPR 4F	1COR 4H	0	82	Normal	0	0	79	77	TRUE	TRUE	TRUE	FALSE
B10-CASEC	1TR 1F	B10-CASEC T1	0	2	Reverse	0	0	86	94	TRUE	TRUE	TRUE	FALSE
B10-CASEC	1HDPR 3H	B10-CASEC T2	0	3	Reverse	0	0	79	94	TRUE	TRUE	TRUE	FALSE
B10-CASEC	6WCR 1H	B10-CASEC T3	0	4	Reverse	0	0	93	94	TRUE	TRUE	TRUE	FALSE
B10-CASEC	6NLPR 2H	B10-CASEC T4	0	5	Reverse	0	0	87	94	TRUE	TRUE	TRUE	FALSE
B10-CASEC	6SCC-FUSE +	B10-CASEC T5	0	6	Reverse	0	0	91	94	TRUE	TRUE	TRUE	FALSE
B10-CASEC *	CASEC-CRAGG +	B10-CASEC T6	0	7	Reverse	0	0	96	94	TRUE	TRUE	TRUE	FALSE
N10-CASEC	1TR 2F	N10-CASEC T1	0	8	Reverse	0	0	86	99	TRUE	TRUE	TRUE	FALSE
N10-CASEC	1HDPR 4H	N10-CASEC T2	0	9	Reverse	0	0	79	99	TRUE	TRUE	TRUE	FALSE
N10-CASEC	6WCR COIL-	N10-CASEC T3	0	10	Reverse	0	0	93	99	TRUE	TRUE	TRUE	FALSE
6SCC-N10	CASEC T22	N10-CASEC T5	0	11	Reverse	0	0	95	99	TRUE	TRUE	TRUE	FALSE
N10-CASEC	6STI N10	N10-CASEC T6	0	12	Reverse	0	0	92	99	TRUE	TRUE	TRUE	FALSE
N10-CASEC *	CASEC-CRAGG -	N10-CASEC T7	0	13	Reverse	0	0	96	99	TRUE	TRUE	TRUE	FALSE
N10-TWR	CASEC T1	N10-TWR T1	0	14	Reverse	0	0	95	100	TRUE	TRUE	TRUE	FALSE
N-6NLP	6NLPR COIL-	N10-TWR T2	0	15	Reverse	0	0	87	100	TRUE	TRUE	TRUE	FALSE
N-6RLPR	6RLPR COIL-	N10-TWR T3	0	16	Reverse	0	0	89	100	TRUE	TRUE	TRUE	FALSE
1HDP-1	6WCR 3F	CASEC T4	0	17	Reverse	0	0	93	95	TRUE	TRUE	TRUE	FALSE
N-1HDP-1	6WCR 4F	CASEC T5	0	18	Reverse	0	0	93	95	TRUE	TRUE	TRUE	FALSE
6NLP-1	6RLPR 1H	CASEC T2	0	19	Reverse	0	0	89	95	TRUE	TRUE	TRUE	FALSE
6RLP-1	6NLPR 1H	CASEC T3	0	20	Reverse	0	0	87	95	TRUE	TRUE	TRUE	FALSE
1RGP	1HDPR 3B	CASEC T6	0	21	Reverse	0	0	79	95	TRUE	TRUE	TRUE	FALSE
N-1RGP	1HDPR 4B	CASEC T7	0	22	Reverse	0	0	79	95	TRUE	TRUE	TRUE	FALSE
6WPP	6NWPR COIL-	CASEC T8	0	23	Reverse	0	0	88	95	TRUE	TRUE	TRUE	FALSE
N-6WPP	CASEC T24	CASEC T9	0	24	Reverse	0	0	95	95	TRUE	TRUE	TRUE	FALSE
1A	1TR 1H	CASEC T10	0	25	Reverse	0	0	86	95	TRUE	TRUE	TRUE	FALSE
N-1A	1TR 2H	CASEC T11	0	26	Reverse	0	0	86	95	TRUE	TRUE	TRUE	FALSE
1HDGPR	1COR 3B	CASEC T12	0	27	Reverse	0	0	77	95	TRUE	TRUE	TRUE	FALSE
N-1HDGPR	1COR 4B	CASEC T13	0	28	Reverse	0	0	77	95	TRUE	TRUE	TRUE	FALSE
1HDP	6WCR 3H	1HDPR COIL+	0	29	Reverse	0	0	93	79	TRUE	TRUE	TRUE	FALSE
N-1HDP	6WCR 4H	1HDPR COIL-	0	30	Reverse	0	0	93	79	TRUE	TRUE	TRUE	FALSE
**STRAP**	1HDPR 2P	1HDPR 1P	0	31	Reverse	0	0	79	79	TRUE	TRUE	TRUE	TRUE
**STRAP**	1HDPR 2+	1HDPR 1+	0	32	Reverse	0	0	79	79	TRUE	TRUE	TRUE	TRUE
**STRAP**	1HDPR 2-	1HDPR 1-	0	33	Reverse	0	0	79	79	TRUE	TRUE	TRUE	TRUE
**STRAP**	1HDPR 2H	1HDPR 1H	0	34	Reverse	0	0	79	79	TRUE	TRUE	TRUE	TRUE
**STRAP**	1HDPR 2F	1HDPR 1F	0	35	Reverse	0	0	79	79	TRUE	TRUE	TRUE	TRUE
**STRAP**	1HDPR 2B	1HDPR 1B	0	36	Reverse	0	0	79	79	TRUE	TRUE	TRUE	TRUE
**STRAP**	6NWPR 4H	6NWPR 3H	0	37	Reverse	0	0	88	88	TRUE	TRUE	TRUE	TRUE
**STRAP**	6NWPR 4F	6NWPR 3F	0	38	Reverse	0	0	88	88	TRUE	TRUE	TRUE	TRUE
**STRAP**	6NWPR 4B	6NWPR 3B	0	39	Reverse	0	0	88	88	TRUE	TRUE	TRUE	TRUE
1TMG	6NWPR 3H	CASEC-LTG T5	0	40	Reverse	0	0	88	97	TRUE	TRUE	TRUE	FALSE
1DG	1HDPR 1+	CASEC-LTG T1	0	41	Reverse	0	0	79	97	TRUE	TRUE	TRUE	FALSE
1HG	1HDPR 1-	CASEC-LTG T2	0	42	Reverse	0	0	79	97	TRUE	TRUE	TRUE	FALSE
1RG	1HDPR 1B	CASEC-LTG T3	0	43	Reverse	0	0	79	97	TRUE	TRUE	TRUE	FALSE
NX10-1G	1GE RESISTOR +	CASEC-LTG T7	0	44	Reverse	0	0	78	97	TRUE	TRUE	TRUE	FALSE
NX10-1MG	1MGE RESISTOR +	CASEC-LTG T8	0	45	Reverse	0	0	80	97	TRUE	TRUE	TRUE	FALSE
1TMG-1	1HDPR 1P	6NWPR 3F	0	46	Reverse	0	0	79	88	TRUE	TRUE	TRUE	FALSE
6RLP	6NLPR 1B	6RLPR COIL+	0	47	Reverse	0	0	87	89	TRUE	TRUE	TRUE	FALSE
6NLP	6RLPR 1B	6NLPR COIL+	0	48	Reverse	0	0	89	87	TRUE	TRUE	TRUE	FALSE
6NWP	6RWPR 1B	6NWPR COIL+	0	49	Reverse	0	0	90	88	TRUE	TRUE	TRUE	FALSE
6RWP	6NWPR 1B	6RWPR COIL-	0	50	Reverse	0	0	88	90	TRUE	TRUE	TRUE	FALSE
6WPP-A	6NWPR COIL-	6RWPR COIL+	0	51	Reverse	0	0	88	90	TRUE	TRUE	TRUE	FALSE
6SCCWP-A	6RWPR 1H	6NWPR 1H	0	52	Reverse	0	0	90	88	TRUE	TRUE	TRUE	FALSE
6SCCWP	6NWPR 1H	CASEC T23	0	53	Reverse	0	0	88	95	TRUE	TRUE	TRUE	FALSE
6SCC B10	6SCC-FUSE -	CASEC T21	0	54	Reverse	0	0	91	95	TRUE	TRUE	TRUE	FALSE
6WC	6RWPR 2H	6WCR COIL+	0	55	Reverse	0	0	90	93	TRUE	TRUE	TRUE	FALSE
6WC-1	6RLPR 2B	6RWPR 2B	0	56	Reverse	0	0	89	90	TRUE	TRUE	TRUE	FALSE
6WC-2	6NWPR 2H	6RLPR 2H	0	57	Reverse	0	0	88	89	TRUE	TRUE	TRUE	FALSE
6WC-2A	6NLPR 2B	6NWPR 2B	0	58	Reverse	0	0	87	88	TRUE	TRUE	TRUE	FALSE
6WC-A	6RLPR 2F	6RWPR 2F	0	59	Reverse	0	0	89	90	TRUE	TRUE	TRUE	FALSE
6WC-3	6NLPR 2F	6NWPR 2F	0	60	Reverse	0	0	87	88	TRUE	TRUE	TRUE	FALSE
6WKEZ	6STI 6WKEZ	6WCR 1B	0	61	Reverse	0	0	92	93	TRUE	TRUE	TRUE	FALSE
6WKE	6STI 6WKE	6WCR 1F	0	62	Reverse	0	0	92	93	TRUE	TRUE	TRUE	FALSE
1TNX	1T TEST TERM -	1TNX ARRESTOR	0	63	Reverse	0	0	83	85	TRUE	TRUE	TRUE	FALSE
1TBX	1T RESISTANCE UNIT 1+	1TBX ARRESTOR	0	64	Reverse	0	0	81	84	TRUE	TRUE	TRUE	FALSE
1T	1T RESISTANCE UNIT 1-	1TR COIL+	0	65	Reverse	0	0	81	86	TRUE	TRUE	TRUE	FALSE
N-1T	1T TEST TERM +	1TR COIL-	0	66	Reverse	0	0	83	86	TRUE	TRUE	TRUE	FALSE
**STRAP**	1T RESISTANCE UNIT 2+	1T RESISTANCE UNIT 1+	0	67	Reverse	0	0	82	81	TRUE	TRUE	TRUE	TRUE
BX6-CASEC *	1T RESISTANCE UNIT 1+	CASEC-W10 BX6	0	68	Reverse	0	0	81	98	TRUE	TRUE	TRUE	FALSE
NX6-CASEC *	1T TEST TERM +	CASEC-W10 NX6	0	69	Reverse	0	0	83	98	TRUE	TRUE	TRUE	FALSE
BX10-CASEC *	1COR 1H	CASEC-W10 BX10	0	70	Reverse	0	0	77	98	TRUE	TRUE	TRUE	FALSE
NX10-CASEC *	1GE RESISTOR -	CASEC-W10 NX10	0	71	Reverse	0	0	78	98	TRUE	TRUE	TRUE	FALSE
**STRAP**	1GE RESISTOR -	1MGE RESISTOR -	0	72	Reverse	0	0	78	80	TRUE	TRUE	TRUE	TRUE
1RHDG	1HDPR 1H	1COR 1B	0	73	Reverse	0	0	79	77	TRUE	TRUE	TRUE	FALSE
1CRG	CASEC-LTG T4	1COR 1F	0	74	Reverse	0	0	97	77	TRUE	TRUE	TRUE	FALSE
**STRAP**	1COR 2H	1COR 1H	0	75	Reverse	0	0	77	77	TRUE	TRUE	TRUE	TRUE
**STRAP**	1COR 2B	1COR 1B	0	76	Reverse	0	0	77	77	TRUE	TRUE	TRUE	TRUE
**STRAP**	1COR 2F	1COR 1F	0	77	Reverse	0	0	77	77	TRUE	TRUE	TRUE	TRUE
1CO	1COR COIL+	CASEC T14	0	78	Reverse	0	0	77	95	TRUE	TRUE	TRUE	FALSE
N-1CO	1COR COIL-	N10-TWR	0	79	Reverse	0	0	77	100	TRUE	TRUE	TRUE	FALSE
1HDG	1HDPR 1P	1HDPR 1F	0	80	Reverse	0	0	79	79	TRUE	TRUE	TRUE	FALSE
1HDGPR-1	1COR 3H	1HDPR 3F	0	81	Reverse	0	0	77	79	TRUE	TRUE	TRUE	FALSE
N-1HDGPR-1	1COR 4H	1HDPR 4F	0	82	Reverse	0	0	77	79	TRUE	TRUE	TRUE	FALSE

## Case C layout
	B10-CASEC	N10-CASEC

wires	6	6

		6NLPR	6RLPR	6WCR
contacts		2	2	3
wires		7	7	9
coil wires		2	2	2
B10 wires		0	0	0
N10 wires		0	0	0
straps		0	0	0

	6NWPR	6RWPR	1COR	1HDPR
contacts	4	2	4	4
wires	11	7	9	15
coil wires	3	2	2	2
B10 wires	0	0	0	0
N10 wires	0	0	0	0
straps	3	0	3	6

	1TR
contacts	2
wires	6
coil wires	2
B10 wires	0
N10 wires	0
straps	0

## Simulation
name	fromSubnet	from	toSubnet	to	spliceSubnet	splice	component	config
**** Switch Circuit Controllers ****
SIM-6SCC	Sim						sim-scc
	Case C	CASEC T21	Sim	SIM-6SCC 1H
	Case C	CASEC T22	Sim	SIM-6SCC 2H
	Case C	CASEC T23	Sim	SIM-6SCC 3H
	Case C	CASEC T24	Sim	SIM-6SCC 4H
	Sim	SIM-6SCC 1F	Sim	SIM-6SCC 3F
	Sim	SIM-6SCC 2F	Sim	SIM-6SCC 4F
	Sim	SIM-6SCC 1B	Sim	SIM-6SCC 4B
	Sim	SIM-6SCC 2B	Sim	SIM-6SCC 3B
SIM-9SCC	Sim						sim-scc
	Tower	GRP-C T7	Sim	SIM-9SCC 1H
	Tower	GRP-C T7	Sim	SIM-9SCC 2H
	Tower	GRP-C T8	Sim	SIM-9SCC 3H
	Tower	GRP-C T9	Sim	SIM-9SCC 4H
	Sim	SIM-9SCC 1F	Sim	SIM-9SCC 3F
	Sim	SIM-9SCC 2B	Sim	SIM-9SCC 4B
SIM-10SCC	Sim						sim-scc
	Tower	GRP-C T1	Sim	SIM-10SCC 1H
	Tower	GRP-C T1	Sim	SIM-10SCC 2H
	Tower	GRP-C T2	Sim	SIM-10SCC 3H
	Tower	GRP-C T3	Sim	SIM-10SCC 4H
	Sim	SIM-10SCC 1F	Sim	SIM-10SCC 3F
	Sim	SIM-10SCC 2B	Sim	SIM-10SCC 4B
SIM-12SCC	Sim						sim-scc
	Case A	CASEA T71	Sim	SIM-12SCC 1H
	Case A	CASEA T72	Sim	SIM-12SCC 2H
	Case A	CASEA T73	Sim	SIM-12SCC 3H
	Case A	CASEA T74	Sim	SIM-12SCC 4H
	Sim	SIM-12SCC 1F	Sim	SIM-12SCC 3F
	Sim	SIM-12SCC 2F	Sim	SIM-12SCC 4F
	Sim	SIM-12SCC 1B	Sim	SIM-12SCC 4B
	Sim	SIM-12SCC 2B	Sim	SIM-12SCC 3B
**** Track/Approach Circuits ****
SIM-2TRSW	Sim						switch	{"state":"closed"}
	Tower	2TR COIL+	Sim	SIM-2TRSW 1H	Sim	SIM-2TRSW 1F
SIM-6TRSW	Sim						switch	{"state":"closed"}
	Tower	6TR COIL+	Sim	SIM-6TRSW 1H	Sim	SIM-6TRSW 1F
SIM-14ATRSW	Sim						switch	{"state":"closed"}
	Tower	14ATR COIL+	Sim	SIM-14ATRSW 1H	Sim	SIM-14ATRSW 1F
SIM-14BTRSW	Sim						switch	{"state":"closed"}
	Tower	14BTR COIL+	Sim	SIM-14BTRSW 1H	Sim	SIM-14BTRSW 1F
SIM-1TRSW	Sim						switch	{"state":"closed"}
	Case C	1TR COIL+	Sim	SIM-1TRSW 1H	Sim	SIM-1TRSW 1F
SIM-9-10TRSW	Sim						switch	{"state":"closed"}
	Case A	9-10TR COIL+	Sim	SIM-9-10TRSW 1H	Sim	SIM-9-10TRSW 1F
SIM-12TRSW	Sim						switch	{"state":"closed"}
	Case A	12TR COIL+	Sim	SIM-12TRSW 1H	Sim	SIM-12TRSW 1F
SIM-16APRSW	Sim						switch	{"state":"closed"}
	Case A	16AR COIL+	Sim	SIM-16APRSW 1H
	Sim	SIM-16APRSW 1F	Case A	B10-CASEA
	Case A	16AR COIL-	Case A	N10-CASEA
SIM-22HDGPRSW	Sim						switch	{"state":"open"}
	Tower	22HDGPR COIL+	Sim	SIM-22HDGPRSW 1H
	Sim	SIM-22HDGPRSW 1F	Tower	B10-TWR MAIN
	Tower	22HDGPR COIL-	Tower	N10-TWR MAIN
SIM-23HDGPRSW	Sim						switch	{"state":"open"}
	Tower	23HDGPR COIL+	Sim	SIM-23HDGPRSW 1H
	Sim	SIM-23HDGPRSW 1F	Tower	B10-TWR MAIN
	Tower	23HDGPR COIL-	Tower	N10-TWR MAIN
**** Signals ****
SIM-14AAR	Sim						relay	{"subtype":"biased neutral"}
	Case A	CASEA T33	Sim	SIM-14AAR COIL+
	Case A	CASEA T34	Sim	SIM-14AAR COIL-
SIM-14BAR	Sim						relay	{"subtype":"biased neutral"}
	Case A	CASEA T36	Sim	SIM-14BAR COIL+
	Case A	CASEA T35	Sim	SIM-14BAR COIL-
	Case A	CASEA T37	Sim	SIM-14AAR 1B
	Sim	SIM-14AAR 1H	Sim	SIM-14BAR 1B
	Sim	SIM-14BAR 1H	Case A	CASEA T39
	Case A	CASEA T37	Sim	SIM-14AAR 2F
	Case A	CASEA T37	Sim	SIM-14BAR 2F
	Sim	SIM-14AAR 2H	Case A	CASEA T38
SIM-16AG	Sim						sim-semaphore
SIM-16BG	Sim						sim-semaphore
	Case A	CASEA T55	Sim	SIM-16AG M90
	Case A	CASEA T56	Sim	SIM-16AG M45
	Case A	CASEA T57	Sim	SIM-16AG MCOM
	Case A	CASEA T58	Sim	SIM-16BG M90
	Case A	CASEA T59	Sim	SIM-16BG M45
	Case A	CASEA T60	Sim	SIM-16BG MCOM
	Case A	CASEA T61	Sim	SIM-16AG P0
	Case A	CASEA T62	Sim	SIM-16AG N-P0
	Case A	CASEA T63	Sim	SIM-16BG P0
	Case A	CASEA T64	Sim	SIM-16BG N-P0
	Case A	CASEA T65	Sim	SIM-16AG P4590
	Case A	CASEA T66	Sim	SIM-16AG N-P4590
	Case A	CASEA T67	Sim	SIM-16BG P4590
	Case A	CASEA T68	Sim	SIM-16BG N-P4590
	Case A	CASEA T69	Sim	SIM-16AG P90
	Case A	CASEA T70	Sim	SIM-16AG N-P90
**** Signal lights ****
SIM-1TMGE	Sim						light	{"volts":10,"watts":20}
	Case C	CASEC-LTG T5	Sim	SIM-1TMGE +
	Case C	CASEC-LTG T8	Sim	SIM-1TMGE -
SIM-1DGE	Sim						light	{"volts":10,"watts":40}
	Case C	CASEC-LTG T1	Sim	SIM-1DGE +
	Case C	CASEC-LTG T7	Sim	SIM-1DGE -
SIM-1HGE	Sim						light	{"volts":10,"watts":40}
	Case C	CASEC-LTG T2	Sim	SIM-1HGE +
	Case C	CASEC-LTG T7	Sim	SIM-1HGE -
SIM-1CRGE	Sim						light	{"volts":10,"watts":40}
	Case C	CASEC-LTG T4	Sim	SIM-1CRGE +
	Case C	CASEC-LTG T7	Sim	SIM-1CRGE -
SIM-1RGE	Sim						light	{"volts":10,"watts":40}
	Case C	CASEC-LTG T3	Sim	SIM-1RGE +
	Case C	CASEC-LTG T7	Sim	SIM-1RGE -
SIM-2ADGE	Sim						light	{"volts":10,"watts":20}
	Case B	SIG2 T3	Sim	SIM-2ADGE +
	Case B	SIG2 T6	Sim	SIM-2ADGE -
SIM-2AHGE	Sim						light	{"volts":10,"watts":20}
	Case B	SIG2 T2	Sim	SIM-2AHGE +
	Case B	SIG2 T6	Sim	SIM-2AHGE -
SIM-2ARGE	Sim						light	{"volts":10,"watts":20}
	Case B	SIG2 T1	Sim	SIM-2ARGE +
	Case B	SIG2 T6	Sim	SIM-2ARGE -
SIM-2BHGE	Sim						light	{"volts":10,"watts":20}
	Case B	SIG2 T4	Sim	SIM-2BHGE +
	Case B	SIG2 T7	Sim	SIM-2BHGE -
SIM-3DGE	Sim						light	{"volts":10,"watts":20}
	Case B	SIG3 T3	Sim	SIM-3DGE +
	Case B	SIG3 T6	Sim	SIM-3DGE -
SIM-3HGE	Sim						light	{"volts":10,"watts":20}
	Case B	SIG3 T2	Sim	SIM-3HGE +
	Case B	SIG3 T6	Sim	SIM-3HGE -
SIM-3RGE	Sim						light	{"volts":10,"watts":20}
	Case B	SIG3 T1	Sim	SIM-3RGE +
	Case B	SIG3 T6	Sim	SIM-3RGE -
SIM-3MGE	Sim						light	{"volts":10,"watts":20}
	Case B	SIG3 T4	Sim	SIM-3MGE +
	Case B	SIG3 T6	Sim	SIM-3MGE -
SIM-4HGE	Sim						light	{"volts":10,"watts":20}
	Case B	SIG4 T2	Sim	SIM-4HGE +
	Case B	SIG4 T4	Sim	SIM-4HGE -
SIM-4RGE	Sim						light	{"volts":10,"watts":20}
	Case B	SIG4 T1	Sim	SIM-4RGE +
	Case B	SIG4 T4	Sim	SIM-4RGE -
SIM-5HGE	Sim						light	{"volts":10,"watts":20}
	Tower	GRP-C T4	Sim	SIM-5HGE +
	Tower	GRP-C T6	Sim	SIM-5HGE -
SIM-5RGE	Sim						light	{"volts":10,"watts":20}
	Tower	GRP-C T5	Sim	SIM-5RGE +
	Tower	GRP-C T6	Sim	SIM-5RGE -
SIM-14AGE	Sim						light	{"volts":10,"watts":20}
	Case A	CASEA T29	Sim	SIM-14AGE +
	Case A	CASEA T31	Sim	SIM-14AGE -
SIM-14BGE	Sim						light	{"volts":10,"watts":20}
	Case A	CASEA T30	Sim	SIM-14BGE +
	Case A	CASEA T32	Sim	SIM-14BGE -
SIM-15ARGE	Sim						light	{"volts":10,"watts":20}
	Case A	CASEA T43	Sim	SIM-15ARGE +
	Case A	CASEA T44	Sim	SIM-15ARGE -
SIM-15BRGE	Sim						light	{"volts":10,"watts":20}
	Case A	CASEA T45	Sim	SIM-15BRGE +
	Case A	CASEA T48	Sim	SIM-15BRGE -
SIM-15BHGE	Sim						light	{"volts":10,"watts":20}
	Case A	CASEA T46	Sim	SIM-15BHGE +
	Case A	CASEA T48	Sim	SIM-15BHGE -
SIM-15BDGE	Sim						light	{"volts":10,"watts":20}
	Case A	CASEA T47	Sim	SIM-15BDGE +
	Case A	CASEA T48	Sim	SIM-15BDGE -
SIM-16AGE	Sim						light	{"volts":10,"watts":20}
	Case A	CASEA T49	Sim	SIM-16AGE +
	Case A	CASEA T52	Sim	SIM-16AGE -
SIM-16BGE	Sim						light	{"volts":10,"watts":20}
	Case A	CASEA T50	Sim	SIM-16BGE +
	Case A	CASEA T53	Sim	SIM-16BGE -
SIM-16CRGE	Sim						light	{"volts":10,"watts":20}
	Case A	CASEA T51	Sim	SIM-16CRGE +
	Case A	CASEA T54	Sim	SIM-16CRGE -

## Wire resistances
gauge	ohms/1000 feet	ohms/foot
6	0.3951	0.0003951
8	0.6282	0.0006282
10	0.9989	0.0009989
12	1.588	0.001588
14	2.525	0.002525
16	4.016	0.004016
18	6.385	0.006385
20	10.15	0.01015
22	16.14	0.01614
24	25.67	0.02567